## SJMC Production Reference Range
Assay Display | Instrument/Bench | Instrument/Bench Result Type | Age From | Age To | Unknown Age | Sex | Reference Low | Reference High | Critical Low | Critical High | Linear Low | Linear High | Alpha Response/Chart Name | Reference | Report Value | Units of Measure
*Baso# | SJ XN 3000 L | Numeric | 0 Minutes | 150 Years |  | Male | 0 | 0.2 | [7 empty] | 10^3/uL
*Baso# | SJ XN 3000 L | Numeric | 0 Minutes | 150 Years |  | Female | 0 | 0.2 | [7 empty] | 10^3/uL
*Baso% | SJ XN 3000 L | Numeric | 0 Minutes | 150 Years |  | Male | 0 | 2 | [7 empty] | 10^3/uL
*Baso% | SJ XN 3000 L | Numeric | 0 Minutes | 150 Years |  | Female | 0 | 2 | [7 empty] | 10^3/uL
*Eos# | SJ XN 3000 L | Numeric | 0 Minutes | 150 Years |  | Male | 0 | 0.45 | [7 empty] | 10^3/uL
*Eos# | SJ XN 3000 L | Numeric | 0 Minutes | 150 Years |  | Female | 0 | 0.45 | [7 empty] | 10^3/uL
*Eos% | SJ XN 3000 L | Numeric | 0 Minutes | 150 Years |  | Male | 0 | 6 | [7 empty] | %
*Eos% | SJ XN 3000 L | Numeric | 0 Minutes | 150 Years |  | Female | 0 | 6 | [7 empty] | %
*Gran# | SJ XN 3000 L | Numeric | 0 Minutes | 5 Years |  | Male | 0 | 7 | [7 empty] | 10^3/uL
*Gran# | SJ XN 3000 L | Numeric | 5 Years | 14 Years |  | Male | 1 | 8 | [7 empty] | 10^3/uL
*Gran# | SJ XN 3000 L | Numeric | 14 Years | 150 Years |  | Male | 1.05 | 7.9 | [7 empty] | 10^3/uL
*Gran# | SJ XN 3000 L | Numeric | 0 Minutes | 5 Years |  | Female | 0 | 7 | [7 empty] | 10^3/uL
*Gran# | SJ XN 3000 L | Numeric | 5 Years | 14 Years |  | Female | 1 | 8 | [7 empty] | 10^3/uL
*Gran# | SJ XN 3000 L | Numeric | 14 Years | 150 Years |  | Female | 1.05 | 7.9 | [7 empty] | 10^3/uL
*Gran% | SJ XN 3000 L | Numeric | 0 Minutes | 5 Years |  | Male | 12 | 35 | [7 empty] | %
*Gran% | SJ XN 3000 L | Numeric | 5 Years | 14 Years |  | Male | 30 | 50 | [7 empty] | %
*Gran% | SJ XN 3000 L | Numeric | 14 Years | 150 Years |  | Male | 35 | 70 | [7 empty] | %
*Gran% | SJ XN 3000 L | Numeric | 0 Minutes | 5 Years |  | Female | 12 | 35 | [7 empty] | %
*Gran% | SJ XN 3000 L | Numeric | 5 Years | 14 Years |  | Female | 30 | 50 | [7 empty] | %
*Gran% | SJ XN 3000 L | Numeric | 14 Years | 150 Years |  | Female | 35 | 70 | [7 empty] | %
*ImGran# | SJ XN 3000 L | Numeric | 0 Minutes | 150 Years |  | Male | [9 empty] | 10^3/uL
*ImGran# | SJ XN 3000 L | Numeric | 0 Minutes | 150 Years |  | Female | [9 empty] | 10^3/uL
*ImGran% | SJ XN 3000 L | Numeric | 0 Minutes | 150 Years |  | Male | 0 | 9 | [7 empty] | %
*ImGran% | SJ XN 3000 L | Numeric | 0 Minutes | 150 Years |  | Female | 0 | 9 | [7 empty] | %
*Lymph# | SJ XN 3000 L | Numeric | 0 Minutes | 5 Years |  | Male | 2 | 12 | [7 empty] | 10^3/uL
*Lymph# | SJ XN 3000 L | Numeric | 5 Years | 14 Years |  | Male | 1 | 8.1 | [7 empty] | 10^3/uL
*Lymph# | SJ XN 3000 L | Numeric | 14 Years | 150 Years |  | Male | 1 | 5.1 | [7 empty] | 10^3/uL
*Lymph# | SJ XN 3000 L | Numeric | 0 Minutes | 5 Years |  | Female | 2 | 12 | [7 empty] | 10^3/uL
*Lymph# | SJ XN 3000 L | Numeric | 5 Years | 14 Years |  | Female | 1 | 8.1 | [7 empty] | 10^3/uL
*Lymph# | SJ XN 3000 L | Numeric | 14 Years | 150 Years |  | Female | 1 | 5.1 | [7 empty] | 10^3/uL
*Lymph% | SJ XN 3000 L | Numeric | 0 Minutes | 1 Years |  | Male | 40 | 75 | [7 empty] | %
*Lymph% | SJ XN 3000 L | Numeric | 1 Years | 5 Years |  | Male | 35 | 75 | [7 empty] | %
*Lymph% | SJ XN 3000 L | Numeric | 5 Years | 14 Years |  | Male | 25 | 55 | [7 empty] | %
*Lymph% | SJ XN 3000 L | Numeric | 14 Years | 150 Years |  | Male | 22 | 44 | [7 empty] | %
*Lymph% | SJ XN 3000 L | Numeric | 0 Minutes | 1 Years |  | Female | 40 | 75 | [7 empty] | %
*Lymph% | SJ XN 3000 L | Numeric | 1 Years | 5 Years |  | Female | 35 | 75 | [7 empty] | %
*Lymph% | SJ XN 3000 L | Numeric | 5 Years | 14 Years |  | Female | 25 | 55 | [7 empty] | %
*Lymph% | SJ XN 3000 L | Numeric | 14 Years | 150 Years |  | Female | 22 | 44 | [7 empty] | %
*Mono# | SJ XN 3000 L | Numeric | 0 Minutes | 150 Years |  | Male | 0 | 9 | [7 empty] | 10^3/uL
*Mono# | SJ XN 3000 L | Numeric | 0 Minutes | 150 Years |  | Female | 0 | 9 | [7 empty] | 10^3/uL
*Mono% | SJ XN 3000 L | Numeric | 0 Minutes | 150 Years |  | Male | 0 | 9 | [7 empty] | %
*Mono% | SJ XN 3000 L | Numeric | 0 Minutes | 150 Years |  | Female | 0 | 9 | [7 empty] | %
A-a Grad | SJ RAD90 A | Calculation | 0 Minutes | 150 Years |  | All | 5 | 12 | [7 empty] | mm Hg
A/G Ratio | SJ Vitros 5600 A | Numeric | 0 Minutes | 150 Years |  | Male | 1 | 2.1
A/G Ratio | SJ Vitros 5600 A | Numeric | 0 Minutes | 150 Years |  | Female | 1 | 2.1
Abs Baso | SJ Cellavision | Calculation | 0 Minutes | 150 Years |  | Male | 0 | 0.2 | [7 empty] | 10^3/uL
Abs Baso | SJ Cellavision | Calculation | 0 Minutes | 150 Years |  | Female | 0 | 0.2 | [7 empty] | 10^3/uL
Abs Baso | SJ Heme Manual | Calculation | 0 Minutes | 150 Years |  | Male | 0 | 2
Abs Baso | SJ Heme Manual | Calculation | 0 Minutes | 150 Years |  | Female | 0 | 2
Abs Blasts | SJ Cellavision | Calculation | 0 Minutes | 150 Years |  | All |  | 0 | [7 empty] | 10^3/uL
Abs Blasts | SJ Heme Manual | Calculation | 0 Minutes | 150 Years |  | All
Abs Eos | SJ Cellavision | Calculation | 0 Minutes | 150 Years |  | Male | 0 | 0.45 | [7 empty] | 10^3/uL
Abs Eos | SJ Cellavision | Calculation | 0 Minutes | 150 Years |  | Female | 0 | 0.45 | [7 empty] | 10^3/uL
Abs Eos | SJ Heme Manual | Calculation | 0 Minutes | 150 Years |  | Male | 0 | 6
Abs Eos | SJ Heme Manual | Calculation | 0 Minutes | 150 Years |  | Female | 0 | 6
Abs Lymph | SJ Cellavision | Calculation | 0 Minutes | 5 Years |  | Male | 2 | 12 | [7 empty] | 10^3/uL
Abs Lymph | SJ Cellavision | Calculation | 5 Years | 14 Years |  | Male | 1 | 8.06 | [7 empty] | 10^3/uL
Abs Lymph | SJ Cellavision | Calculation | 14 Years | 150 Years |  | Male | 0.66 | 5.1 | [7 empty] | 10^3/uL
Abs Lymph | SJ Cellavision | Calculation | 0 Minutes | 5 Years |  | Female | 2 | 12 | [7 empty] | 10^3/uL
Abs Lymph | SJ Cellavision | Calculation | 5 Years | 14 Years |  | Female | 1 | 8.06 | [7 empty] | 10^3/uL
Abs Lymph | SJ Cellavision | Calculation | 14 Years | 150 Years |  | Female | 0.66 | 5.1 | [7 empty] | 10^3/uL
Abs Lymph | SJ Heme Manual | Calculation | 0 Minutes | 1 Years |  | Male | 2 | 12.3
Abs Lymph | SJ Heme Manual | Calculation | 1 Years | 5 Years |  | Male | 1.75 | 11.5
Abs Lymph | SJ Heme Manual | Calculation | 5 Years | 14 Years |  | Male | 1 | 8.06
Abs Lymph | SJ Heme Manual | Calculation | 14 Years | 150 Years |  | Male | 0.66 | 5.1
Abs Lymph | SJ Heme Manual | Calculation | 0 Minutes | 1 Years |  | Female | 2 | 12.3
Abs Lymph | SJ Heme Manual | Calculation | 1 Years | 5 Years |  | Female | 1.75 | 11.5
Abs Lymph | SJ Heme Manual | Calculation | 5 Years | 14 Years |  | Female | 1 | 8.06
Abs Lymph | SJ Heme Manual | Calculation | 14 Years | 150 Years |  | Female | 0.66 | 5.1
Abs Mono | SJ Cellavision | Calculation | 0 Minutes | 150 Years |  | Male | 0 | 9 | [7 empty] | 10^3/uL
Abs Mono | SJ Cellavision | Calculation | 0 Minutes | 150 Years |  | Female | 0 | 9 | [7 empty] | 10^3/uL
Abs Mono | SJ Heme Manual | Calculation | 0 Minutes | 150 Years |  | Male | 0 | 9
Abs Mono | SJ Heme Manual | Calculation | 0 Minutes | 150 Years |  | Female | 0 | 9
Abs Neut | SJ Cellavision | Calculation | 0 Minutes | 5 Years |  | Male | 0 | 7 | 0.5 | [6 empty] | 10^3/uL
Abs Neut | SJ Cellavision | Calculation | 5 Years | 150 Years |  | Male | 1 | 8 | 0.5 | [6 empty] | 10^3/uL
Abs Neut | SJ Cellavision | Calculation | 0 Minutes | 5 Years |  | Female | 0 | 7 | 0.5 | [6 empty] | 10^3/uL
Abs Neut | SJ Cellavision | Calculation | 5 Years | 150 Years |  | Female | 1 | 8 | 0.5 | [6 empty] | 10^3/uL
Abs Neut | SJ Heme Manual | Calculation | 0 Minutes | 5 Years |  | Male | 0.6 | 6.6 | 0.5
Abs Neut | SJ Heme Manual | Calculation | 5 Years | 14 Years |  | Male | 1.2 | 7.67 | 0.5
Abs Neut | SJ Heme Manual | Calculation | 14 Years | 150 Years |  | Male | 1.05 | 7.9 | 0.5
Abs Neut | SJ Heme Manual | Calculation | 0 Minutes | 5 Years |  | Female | 0.6 | 6.6 | 0.5
Abs Neut | SJ Heme Manual | Calculation | 5 Years | 14 Years |  | Female | 1.2 | 7.67 | 0.5
Abs Neut | SJ Heme Manual | Calculation | 14 Years | 150 Years |  | Female | 1.05 | 7.9 | 0.5
Abs Reticulocyte Count | SJ XN 3000 L | Numeric | 0 Minutes | 15 Years |  | Male | 22 | 68 | [7 empty] | 10*9/L
Abs Reticulocyte Count | SJ XN 3000 L | Numeric | 15 Years | 150 Years |  | Male | 37 | 104 | [7 empty] | 10*9/L
Abs Reticulocyte Count | SJ XN 3000 L | Numeric | 0 Minutes | 15 Years |  | Female | 22 | 68 | [7 empty] | 10*9/L
Abs Reticulocyte Count | SJ XN 3000 L | Numeric | 15 Years | 150 Years |  | Female | 37 | 104 | [7 empty] | 10*9/L
Acanthocytes | SJ Cellavision | Alpha | 0 Minutes | 150 Years |  | All
Acanthocytes | SJ Cellavision | Alpha Response | [10 empty] | Slight |  | Abnormal
Acanthocytes | SJ Cellavision | Alpha Response | [10 empty] | 1+ |  | Abnormal
Acanthocytes | SJ Cellavision | Alpha Response | [10 empty] | 2+ |  | Abnormal
Acanthocytes | SJ Cellavision | Alpha Response | [10 empty] | 3+ |  | Abnormal
Acanthocytes | SJ Cellavision | Alpha Response | [10 empty] | 4+ |  | Abnormal
Acanthocytes | SJ Cellavision | Alpha Response | [10 empty] | Footnote |  | Normal
Acanthocytes | SJ Heme Manual | Alpha | 0 Minutes | 150 Years |  | All
Acanthocytes | SJ Heme Manual | Alpha Response | [10 empty] | Slight |  | Abnormal
Acanthocytes | SJ Heme Manual | Alpha Response | [10 empty] | 1+ |  | Abnormal
Acanthocytes | SJ Heme Manual | Alpha Response | [10 empty] | 2+ |  | Abnormal
Acanthocytes | SJ Heme Manual | Alpha Response | [10 empty] | 3+ |  | Abnormal
Acanthocytes | SJ Heme Manual | Alpha Response | [10 empty] | 4+ |  | Abnormal
Acanthocytes | SJ Heme Manual | Alpha Response | [10 empty] | Footnote |  | Normal
Acetaminophen Level | SJ Vitros 5600 A | Numeric | 0 Minutes | 150 Years |  | Male | 10 | 30 |  | 200 | 10 | 2000 |  |  |  | mcg/mL
Acetaminophen Level | SJ Vitros 5600 A | Numeric | 0 Minutes | 150 Years |  | Female | 10 | 30 |  | 200 | 10 | 2000 |  |  |  | mcg/mL
Acetone | SJ Chem Manual | Alpha | 0 Minutes | 150 Years |  | All
Acetone | SJ Chem Manual | Alpha Response | [10 empty] | Negative | X | Normal
Acetone | SJ Chem Manual | Alpha Response | [10 empty] | Trace |  | Abnormal
Acetone | SJ Chem Manual | Alpha Response | [10 empty] | Small |  | Abnormal
Acetone | SJ Chem Manual | Alpha Response | [10 empty] | Moderate |  | Abnormal
Acetone | SJ Chem Manual | Alpha Response | [10 empty] | Large |  | Abnormal
Acinetobacter calcoaceticus-baumannii | SJ BioFire | Alpha | 0 Minutes | 150 Years |  | All
Acinetobacter calcoaceticus-baumannii | SJ BioFire | Alpha Response | [10 empty] | Detected |  | Critical
Acinetobacter calcoaceticus-baumannii | SJ BioFire | Alpha Response | [10 empty] | Not Detected | X | Normal
Acinetobacter calcoaceticus-baumannii | SJ BioFire | Alpha Response | [10 empty] | Not Determined |  | Normal
Adenovirus DNA Amp | SJ BioFire | Alpha | 0 Minutes | 150 Years |  | All
Adenovirus DNA Amp | SJ BioFire | Alpha Response | [10 empty] | Detected |  | Abnormal
Adenovirus DNA Amp | SJ BioFire | Alpha Response | [10 empty] | Not Detected | X | Normal
Adenovirus DNA Amp | SJ BioFire | Alpha Response | [10 empty] | Not Determined |  | Abnormal
Adult Cells | SJ Heme Manual | Numeric | 0 Minutes | 150 Years |  | All
African-American GFR | SJ Vitros 5600 A | Numeric | 0 Minutes | 150 Years |  | All | [5 empty] | 60 |  |  |  | mL/min/1.73 m2
Albumin | SJ Vitros 5600 A | Numeric | 0 Minutes | 150 Years |  | Male | 3.5 | 5 |  |  | 1 | 6 |  |  |  | g/dL
Albumin | SJ Vitros 5600 A | Numeric | 0 Minutes | 150 Years |  | Female | 3.5 | 5 |  |  | 1 | 6 |  |  |  | g/dL
Alkaline Phosphatase | SJ Vitros 5600 A | Numeric | 0 Minutes | 150 Years |  | Male | 38 | 126 |  |  | 20 | 30000 |  |  |  | units/L
Alkaline Phosphatase | SJ Vitros 5600 A | Alpha Response | [10 empty] | Hemolyzed |  | Critical
Alkaline Phosphatase | SJ Vitros 5600 A | Alpha Response | [10 empty] | Icteric |  | Critical
Alkaline Phosphatase | SJ Vitros 5600 A | Alpha Response | [10 empty] | Lipemic |  | Critical
Alkaline Phosphatase | SJ Vitros 5600 A | Numeric | 0 Minutes | 150 Years |  | Female | 38 | 126 |  |  | 20 | 30000 |  |  |  | units/L
Alkaline Phosphatase | SJ Vitros 5600 A | Alpha Response | [10 empty] | Hemolyzed |  | Critical
Alkaline Phosphatase | SJ Vitros 5600 A | Alpha Response | [10 empty] | Icteric |  | Critical
Alkaline Phosphatase | SJ Vitros 5600 A | Alpha Response | [10 empty] | Lipemic |  | Critical
Allens Test | All |  | 0 Minutes | 150 Years |  | All
Allens Test | All | Alpha Response | [10 empty] | Yes
Allens Test | All | Alpha Response | [10 empty] | No
Allens Test | All | Alpha Response | [10 empty] | Acceptable
Allens Test | All | Alpha Response | [10 empty] | Not Acceptable
Allens Test | All | Alpha Response | [10 empty] | N/A
ALT | SJ Vitros 5600 A | Numeric | 0 Minutes | 150 Years |  | Male | 0 | 49 |  |  | 4 | 15000 |  |  |  | IU/L
ALT | SJ Vitros 5600 A | Numeric | 0 Minutes | 150 Years |  | Female | 0 | 34 |  |  | 4 | 15000 |  |  |  | IU/L
Ammonia | SJ Vitros 5600 A | Numeric | 0 Minutes | 150 Years |  | Male | 9 | 30 |  |  | 8.7 | 2000 |  |  |  | umol/L
Ammonia | SJ Vitros 5600 A | Numeric | 0 Minutes | 150 Years |  | Female | 9 | 30 |  |  | 8.7 | 2000 |  |  |  | umol/L
Amnisure | SJ Chem Manual | Alpha | 0 Minutes | 150 Years |  | All
Amnisure | SJ Chem Manual | Alpha Response | [10 empty] | Negative | X | Normal
Amnisure | SJ Chem Manual | Alpha Response | [10 empty] | Positive |  | Abnormal
Amnisure | SJ Chem Manual | Alpha Response | [10 empty] | See Note |  | Normal
Amnisure Internal Control | SJ Chem Manual |  | 0 Minutes | 150 Years |  | All
Amnisure Internal Control | SJ Chem Manual | Alpha Response | [10 empty] | PASS
Amnisure Internal Control | SJ Chem Manual | Alpha Response | [10 empty] | See Note
Amph Meth Scr Urine | SJ Vitros 5600 A | Alpha | 0 Minutes | 150 Years |  | All
Amph Meth Scr Urine | SJ Vitros 5600 A | Alpha Response | [10 empty] | Negative | X | Normal
Amph Meth Scr Urine | SJ Vitros 5600 A | Alpha Response | [10 empty] | Positive |  | Abnormal
Amph Meth Scr Urine | SJ Vitros 5600 A | Alpha Response | [10 empty] | Invalid |  | Normal
Amph Meth Scr Urine | SJ Vitros 5600 A | Alpha Response | [10 empty] | Mislabeled |  | Normal
Amph Meth Scr Urine | SJ Vitros 5600 A | Alpha Response | [10 empty] | QNS |  | Normal
Amph Meth Scr Urine | SJ Vitros 5600 A | Alpha Response | [10 empty] | See Note |  | Normal
Amylase | SJ Vitros 5600 A | Numeric | 0 Minutes | 150 Years |  | Male | 30 | 110 |  |  | 30 | 24000 |  |  |  | units/L
Amylase | SJ Vitros 5600 A | Numeric | 0 Minutes | 150 Years |  | Female | 30 | 110 |  |  | 30 | 24000 |  |  |  | units/L
Amylase 24Hr Urine | SJ Vitros 5600 A | Calculation | 0 Minutes | 150 Years |  | All
Amylase Random Urine | SJ Vitros 5600 A | Numeric | 0 Minutes | 150 Years |  | Male |  |  |  |  | 30 | 12000 |  |  |  | units/L
Amylase Random Urine | SJ Vitros 5600 A | Numeric | 0 Minutes | 150 Years |  | Female |  |  |  |  | 30 | 12000 |  |  |  | units/L
Amylase Urine | SJ Vitros 5600 A | Numeric | 0 Minutes | 150 Years |  | All | 32 | 641 |  |  | 30 | 12000 |  |  |  | units/L
ANA | SJ Immuno Manual | Alpha | 0 Minutes | 150 Years |  | All
ANA | SJ Immuno Manual | Alpha Response | [10 empty] | Negative 1:40 | X | Normal
ANA | SJ Immuno Manual | Alpha Response | [10 empty] | Negative |  | Normal
ANA | SJ Immuno Manual | Alpha Response | [10 empty] | Positive |  | Abnormal
ANA | SJ Immuno Manual | Alpha Response | [10 empty] | Weak Positive |  | Abnormal
ANA Pattern 2 | SJ Immuno Manual | Alpha | 0 Minutes | 150 Years |  | All
ANA Pattern 2 | SJ Immuno Manual | Alpha Response | [10 empty] | Centromere
ANA Pattern 2 | SJ Immuno Manual | Alpha Response | [10 empty] | Homogeneous
ANA Pattern 2 | SJ Immuno Manual | Alpha Response | [10 empty] | Multinuc Dots
ANA Pattern 2 | SJ Immuno Manual | Alpha Response | [10 empty] | Nucleolar
ANA Pattern 2 | SJ Immuno Manual | Alpha Response | [10 empty] | Nuclear Lamins
ANA Pattern 2 | SJ Immuno Manual | Alpha Response | [10 empty] | Speckled
ANA Pattern 2 | SJ Immuno Manual | Alpha Response | [10 empty] | SSA/RO
ANA Titer | SJ Immuno Manual | Alpha | 0 Minutes | 150 Years |  | All
ANA Titer | SJ Immuno Manual | Alpha Response | [10 empty] | 1:40
ANA Titer | SJ Immuno Manual | Alpha Response | [10 empty] | 0.097222
ANA Titer | SJ Immuno Manual | Alpha Response | [10 empty] | 0.15278
ANA Titer | SJ Immuno Manual | Alpha Response | [10 empty] | 0.26389
ANA Titer | SJ Immuno Manual | Alpha Response | [10 empty] | 0.48611
ANA Titer 2 | SJ Immuno Manual | Alpha | 0 Minutes | 150 Years |  | All
ANA Titer 2 | SJ Immuno Manual | Alpha Response | [10 empty] | 1:40
ANA Titer 2 | SJ Immuno Manual | Alpha Response | [10 empty] | 0.097222
ANA Titer 2 | SJ Immuno Manual | Alpha Response | [10 empty] | 0.15278
ANA Titer 2 | SJ Immuno Manual | Alpha Response | [10 empty] | 0.26389
ANA Titer 2 | SJ Immuno Manual | Alpha Response | [10 empty] | 0.48611
ANA Titer Pattern | SJ Immuno Manual | Alpha | 0 Minutes | 150 Years |  | All
ANA Titer Pattern | SJ Immuno Manual | Alpha Response | [10 empty] | Atypical Speckl
ANA Titer Pattern | SJ Immuno Manual | Alpha Response | [10 empty] | Centromere
ANA Titer Pattern | SJ Immuno Manual | Alpha Response | [10 empty] | Homogeneous
ANA Titer Pattern | SJ Immuno Manual | Alpha Response | [10 empty] | Multiple Nuclear Dots
ANA Titer Pattern | SJ Immuno Manual | Alpha Response | [10 empty] | Nucleolar
ANA Titer Pattern | SJ Immuno Manual | Alpha Response | [10 empty] | Nuclear Lamins
ANA Titer Pattern | SJ Immuno Manual | Alpha Response | [10 empty] | PCNA/Mayo Confi
ANA Titer Pattern | SJ Immuno Manual | Alpha Response | [10 empty] | Speckled
ANA Titer Pattern | SJ Immuno Manual | Alpha Response | [10 empty] | SSA/RO
Anion Gap | SJ Vitros 5600 A | Numeric | 0 Minutes | 150 Years |  | Male | 3 | 11 |  |  | 0 | 25 |  |  |  | mmol/L
Anion Gap | SJ Vitros 5600 A | Numeric | 0 Minutes | 150 Years |  | Female | 3 | 11 |  |  | 0 | 25 |  |  |  | mmol/L
Anisocyte | SJ Cellavision | Alpha | 0 Minutes | 150 Years |  | All
Anisocyte | SJ Cellavision | Alpha Response | [10 empty] | 1+
Anisocyte | SJ Cellavision | Alpha Response | [10 empty] | 2+
Anisocyte | SJ Cellavision | Alpha Response | [10 empty] | 3+
Anisocyte | SJ Heme Manual | Alpha | 0 Minutes | 150 Years |  | All
Anisocyte | SJ Heme Manual | Alpha Response | [10 empty] | 1+
Anisocyte | SJ Heme Manual | Alpha Response | [10 empty] | 2+
Anisocyte | SJ Heme Manual | Alpha Response | [10 empty] | 3+
Anisocyte | SJ Heme Manual | Alpha Response | [10 empty] | 4+
Anti Xa UFH | SJ ACL A | Numeric | 0 Minutes | 150 Years |  | All | 0.3 | 0.7 |  | 1 | 0.04 | 2 |  |  |  | IU/mL
APTT-Filtered | SJ ACL A | Numeric | 0 Minutes | 150 Years |  | All |  |  |  |  | 21 | 250 |  |  |  | sec
AST | SJ Vitros 5600 A | Numeric | 0 Minutes | 150 Years |  | Male | 17 | 59 |  |  | 3 | 75000 |  |  |  | units/L
AST | SJ Vitros 5600 A | Alpha Response | [10 empty] | Hemolyzed |  | Critical
AST | SJ Vitros 5600 A | Alpha Response | [10 empty] | Icteric |  | Critical
AST | SJ Vitros 5600 A | Alpha Response | [10 empty] | Lipemic |  | Critical
AST | SJ Vitros 5600 A | Numeric | 0 Minutes | 150 Years |  | Female | 14 | 36 |  |  | 3 | 75000 |  |  |  | units/L
AST | SJ Vitros 5600 A | Alpha Response | [10 empty] | Hemolyzed |  | Critical
AST | SJ Vitros 5600 A | Alpha Response | [10 empty] | Icteric |  | Critical
AST | SJ Vitros 5600 A | Alpha Response | [10 empty] | Lipemic |  | Critical
Atypical Lymphocytes | SJ Cellavision | Numeric | 0 Minutes | 150 Years |  | Male
Atypical Lymphocytes | SJ Cellavision | Numeric | 0 Minutes | 150 Years |  | Female
Atypical Lymphocytes | SJ Heme Manual | Numeric | 0 Minutes | 150 Years |  | Male
Atypical Lymphocytes | SJ Heme Manual | Numeric | 0 Minutes | 150 Years |  | Female
Auer Rods | SJ Cellavision | Alpha | 0 Minutes | 150 Years |  | All
Auer Rods | SJ Cellavision | Alpha Response | [10 empty] | Present |  | Abnormal
Auer Rods | SJ Cellavision | Alpha Response | [10 empty] | Absent
Auer Rods | SJ Cellavision | Alpha Response | [10 empty] | Footnote |  | Normal
Auer Rods | SJ Heme Manual | Alpha | 0 Minutes | 150 Years |  | All
Auer Rods | SJ Heme Manual | Alpha Response | [10 empty] | Present |  | Abnormal
Auer Rods | SJ Heme Manual | Alpha Response | [10 empty] | Footnote |  | Normal
B. parapertussis (IS1001) DNA Amp | SJ BioFire | Alpha | 0 Minutes | 150 Years |  | All
B. parapertussis (IS1001) DNA Amp | SJ BioFire | Alpha Response | [10 empty] | Detected |  | Abnormal
B. parapertussis (IS1001) DNA Amp | SJ BioFire | Alpha Response | [10 empty] | Not Detected | X | Normal
B. parapertussis (IS1001) DNA Amp | SJ BioFire | Alpha Response | [10 empty] | Not Determined |  | Abnormal
B. pertussis (PtxP) DNA Amp | SJ BioFire | Alpha | 0 Minutes | 150 Years |  | All
B. pertussis (PtxP) DNA Amp | SJ BioFire | Alpha Response | [10 empty] | Detected |  | Abnormal
B. pertussis (PtxP) DNA Amp | SJ BioFire | Alpha Response | [10 empty] | Not Detected | X | Normal
B. pertussis (PtxP) DNA Amp | SJ BioFire | Alpha Response | [10 empty] | Not Determined |  | Abnormal
Bacteroides fragilis PCR | SJ BioFire | Alpha | 0 Minutes | 150 Years |  | All
Bacteroides fragilis PCR | SJ BioFire | Alpha Response | [10 empty] | Detected |  | Critical
Bacteroides fragilis PCR | SJ BioFire | Alpha Response | [10 empty] | Not Detected | X | Normal
Bacteroides fragilis PCR | SJ BioFire | Alpha Response | [10 empty] | Not Determined |  | Normal
Bands | SJ Cellavision | Numeric | 0 Minutes | 150 Years |  | Male | 0 | 9 |  | 10 | [5 empty] | %
Bands | SJ Cellavision | Numeric | 0 Minutes | 150 Years |  | Female | 0 | 9 |  | 10 | [5 empty] | %
Bands | SJ Heme Manual | Numeric | 0 Minutes | 150 Years |  | Male | 0 | 9 |  | 10 | [5 empty] | %
Bands | SJ Heme Manual | Numeric | 0 Minutes | 150 Years |  | Female | 0 | 9 |  | 10 | [5 empty] | %
Barbiturates Urine Screen | SJ Vitros 5600 A | Alpha | 0 Minutes | 150 Years |  | All
Barbiturates Urine Screen | SJ Vitros 5600 A | Alpha Response | [10 empty] | Negative | X | Normal
Barbiturates Urine Screen | SJ Vitros 5600 A | Alpha Response | [10 empty] | Positive |  | Abnormal
Barbiturates Urine Screen | SJ Vitros 5600 A | Alpha Response | [10 empty] | Invalid |  | Normal
Barbiturates Urine Screen | SJ Vitros 5600 A | Alpha Response | [10 empty] | Mislabeled |  | Normal
Barbiturates Urine Screen | SJ Vitros 5600 A | Alpha Response | [10 empty] | QNS |  | Normal
Barbiturates Urine Screen | SJ Vitros 5600 A | Alpha Response | [10 empty] | See Note |  | Normal
Barometric Pressure | SJ RAD90 A | Numeric | 0 Minutes | 150 Years |  | All | [9 empty] | mmHg
Base Excess Art | SJ RAD90 A | Numeric | 0 Minutes | 150 Years |  | All | [9 empty] | mmol/L
Basophil % | SJ XN 3000 L | Numeric | 0 Minutes | 150 Years |  | Male | 0 | 2 | [7 empty] | %
Basophil % | SJ XN 3000 L | Numeric | 0 Minutes | 150 Years |  | Female | 0 | 2 | [7 empty] | %
Basophil Absolute Count | SJ XN 3000 L | Numeric | 0 Minutes | 150 Years |  | Male | 0 | 0.2 | [7 empty] | 10^3/uL
Basophil Absolute Count | SJ XN 3000 L | Numeric | 0 Minutes | 150 Years |  | Female | 0 | 0.2 | [7 empty] | 10^3/uL
Basophilic Stippling | SJ Cellavision | Alpha | 0 Minutes | 150 Years |  | All
Basophilic Stippling | SJ Cellavision | Alpha Response | [10 empty] | 1+
Basophilic Stippling | SJ Cellavision | Alpha Response | [10 empty] | 2+
Basophilic Stippling | SJ Cellavision | Alpha Response | [10 empty] | 3+
Basophilic Stippling | SJ Cellavision | Alpha Response | [10 empty] | Footnote |  | Normal
Basophilic Stippling | SJ Heme Manual | Alpha | 0 Minutes | 150 Years |  | All
Basophilic Stippling | SJ Heme Manual | Alpha Response | [10 empty] | Present |  | Abnormal
Basophilic Stippling | SJ Heme Manual | Alpha Response | [10 empty] | Footnote |  | Normal
Basophils | SJ Cellavision | Numeric | 0 Minutes | 150 Years |  | Male | 0 | 2 | [7 empty] | %
Basophils | SJ Cellavision | Numeric | 0 Minutes | 150 Years |  | Female | 0 | 2 | [7 empty] | %
Basophils | SJ Heme Manual | Numeric | 0 Minutes | 150 Years |  | Male | 0 | 2 | [7 empty] | %
Basophils | SJ Heme Manual | Numeric | 0 Minutes | 150 Years |  | Female | 0 | 2 | [7 empty] | %
BE Cord (Art) | SJ RAD90 A | Numeric | 0 Minutes | 150 Years |  | All | [9 empty] | mmol/L
BE Cord (Ven) | SJ RAD90 A | Numeric | 0 Minutes | 150 Years |  | All | [9 empty] | mmol/L
BE Ven | SJ RAD90 A | Numeric | 0 Minutes | 150 Years |  | All | [9 empty] | mmol/L
Benzo Scr Urine | SJ Vitros 5600 A | Alpha | 0 Minutes | 150 Years |  | All
Benzo Scr Urine | SJ Vitros 5600 A | Alpha Response | [10 empty] | Negative | X | Normal
Benzo Scr Urine | SJ Vitros 5600 A | Alpha Response | [10 empty] | Positive |  | Abnormal
Benzo Scr Urine | SJ Vitros 5600 A | Alpha Response | [10 empty] | Invalid |  | Normal
Benzo Scr Urine | SJ Vitros 5600 A | Alpha Response | [10 empty] | Mislabeled |  | Normal
Benzo Scr Urine | SJ Vitros 5600 A | Alpha Response | [10 empty] | QNS |  | Normal
Benzo Scr Urine | SJ Vitros 5600 A | Alpha Response | [10 empty] | See Note |  | Normal
BF Albumin | SJ Vitros 5600 A | Numeric | 0 Minutes | 150 Years |  | Male |  |  |  |  | 1 | 6 |  |  |  | g/dL
BF Albumin | SJ Vitros 5600 A | Numeric | 0 Minutes | 150 Years |  | Female |  |  |  |  | 1 | 6 |  |  |  | g/dL
BF Amylase | SJ Vitros 5600 A | Numeric | 0 Minutes | 150 Years |  | Male |  |  |  |  | 30 | 24000 |  |  |  | units/L
BF Amylase | SJ Vitros 5600 A | Numeric | 0 Minutes | 150 Years |  | Female |  |  |  |  | 30 | 24000 |  |  |  | units/L
BF Basophils | SJ Heme Manual | Numeric | 0 Minutes | 150 Years |  | All
BF Basophils | SJ Heme Manual | Numeric | 0 Minutes | 150 Years |  | All
BF Basophils | SJ Heme Manual | Numeric | 0 Minutes | 150 Years |  | All
BF Basophils | SJ Heme Manual | Numeric | 0 Minutes | 150 Years |  | All
BF Basophils | SJ Heme Manual | Numeric | 0 Minutes | 150 Years |  | All
BF Cholesterol | SJ Vitros 5600 A | Numeric | 0 Minutes | 150 Years |  | All |  |  |  |  | 50 | 325 |  |  |  | mg/dL
BF Color | SJ Chem Manual | Alpha | 0 Minutes | 150 Years |  | All
BF Color | SJ Chem Manual | Alpha Response | [10 empty] | Colorless
BF Color | SJ Chem Manual | Alpha Response | [10 empty] | Pink
BF Color | SJ Chem Manual | Alpha Response | [10 empty] | Red
BF Color | SJ Chem Manual | Alpha Response | [10 empty] | Straw
BF Color | SJ Chem Manual | Alpha Response | [10 empty] | White/Grey
BF Color | SJ Chem Manual | Alpha Response | [10 empty] | Yellow
BF Creatinine | SJ Vitros 5600 A | Numeric | 0 Minutes | 150 Years |  | All | [9 empty] | mg/dL
BF Crystal ID | SJ Heme Manual | Alpha | 0 Minutes | 150 Years |  | All
BF Crystal ID | SJ Heme Manual | Alpha Response | [10 empty] | Uric Acid |  | Abnormal
BF Crystal ID | SJ Heme Manual | Alpha Response | [10 empty] | Ca Phos |  | Abnormal
BF Crystal ID | SJ Heme Manual | Alpha Response | [10 empty] | Chol |  | Abnormal
BF Crystal ID | SJ Heme Manual | Alpha Response | [10 empty] | N/A
BF Crystals | SJ Heme Manual | Alpha | 0 Minutes | 150 Years |  | All
BF Crystals | SJ Heme Manual | Alpha Response | [10 empty] | Positive |  | Abnormal
BF Crystals | SJ Heme Manual | Alpha Response | [10 empty] | Negative | X | Normal
BF Eosinophils | SJ Heme Manual | Numeric | 0 Minutes | 150 Years |  | All
BF Eosinophils | SJ Heme Manual | Numeric | 0 Minutes | 150 Years |  | All
BF Eosinophils | SJ Heme Manual | Numeric | 0 Minutes | 150 Years |  | All
BF Eosinophils | SJ Heme Manual | Numeric | 0 Minutes | 150 Years |  | All
BF Eosinophils | SJ Heme Manual | Numeric | 0 Minutes | 150 Years |  | All
BF Glucose | SJ Vitros 5600 A | Numeric | 0 Minutes | 150 Years |  | Male |  |  |  |  | 20 | 6250 |  |  |  | mg/dL
BF Glucose | SJ Vitros 5600 A | Numeric | 0 Minutes | 150 Years |  | Female |  |  |  |  | 20 | 6250 |  |  |  | mg/dL
BF LDH | SJ Vitros 5600 A | Numeric | 0 Minutes | 150 Years |  | All |  |  |  |  | 100 | 21500 |  |  |  | u/L
BF Lipase | SJ Vitros 5600 A | Numeric | 0 Minutes | 150 Years |  | Male |  |  |  |  | 10 | 20000 |  |  |  | units/L
BF Lipase | SJ Vitros 5600 A | Numeric | 0 Minutes | 150 Years |  | Female |  |  |  |  | 10 | 20000 |  |  |  | units/L
BF Lymphocytes | SJ Heme Manual | Numeric | 0 Minutes | 150 Years |  | All
BF Lymphocytes | SJ Heme Manual | Numeric | 0 Minutes | 150 Years |  | All
BF Lymphocytes | SJ Heme Manual | Numeric | 0 Minutes | 150 Years |  | All
BF Lymphocytes | SJ Heme Manual | Numeric | 0 Minutes | 150 Years |  | All
BF Lymphocytes | SJ Heme Manual | Numeric | 0 Minutes | 150 Years |  | All
BF Mesothelial Cells | SJ Heme Manual | Alpha | 0 Minutes | 150 Years |  | All
BF Mesothelial Cells | SJ Heme Manual | Alpha Response | [10 empty] | None
BF Mesothelial Cells | SJ Heme Manual | Alpha Response | [10 empty] | Rare
BF Mesothelial Cells | SJ Heme Manual | Alpha Response | [10 empty] | Few
BF Mesothelial Cells | SJ Heme Manual | Alpha Response | [10 empty] | Moderate
BF Mesothelial Cells | SJ Heme Manual | Alpha Response | [10 empty] | Many
BF Monocytes | SJ Heme Manual | Numeric | 0 Minutes | 150 Years |  | All | [9 empty] | %
BF Monocytes | SJ Heme Manual | Numeric | 0 Minutes | 150 Years |  | All | [9 empty] | %
BF Monocytes | SJ Heme Manual | Numeric | 0 Minutes | 150 Years |  | All | [9 empty] | %
BF Monocytes | SJ Heme Manual | Numeric | 0 Minutes | 150 Years |  | All | [9 empty] | %
BF Monocytes | SJ Heme Manual | Numeric | 0 Minutes | 150 Years |  | All | [9 empty] | %
BF Osmolality | SJ Osmo 3300 | Numeric | 0 Minutes | 150 Years |  | All |  |  |  |  | 0 | 2000 |  |  |  | MoM/kg
BF Other Cell | SJ Heme Manual | Numeric | 0 Minutes | 150 Years |  | All | [9 empty] | %
BF Other Cells | SJ Heme Manual | Numeric | 0 Minutes | 150 Years |  | All
BF pH | SJ Chem Manual | Numeric | 0 Minutes | 150 Years |  | All |  |  |  |  | 2 | 10
BF Polys | SJ Heme Manual | Numeric | 0 Minutes | 150 Years |  | All | [9 empty] | %
BF Polys | SJ Heme Manual | Numeric | 0 Minutes | 150 Years |  | All | [9 empty] | %
BF Polys | SJ Heme Manual | Numeric | 0 Minutes | 150 Years |  | All | [9 empty] | %
BF Polys | SJ Heme Manual | Numeric | 0 Minutes | 150 Years |  | All | [9 empty] | %
BF Polys | SJ Heme Manual | Numeric | 0 Minutes | 150 Years |  | All | [9 empty] | %
BF RBC Count | SJ Cellavision | Numeric | 0 Minutes | 150 Years |  | All |  |  |  |  | 2000 | 5000000 |  |  |  | uL
BF RBC Count | SJ Cellavision | Numeric | 0 Minutes | 150 Years |  | All |  |  |  |  | 2000 | 5000000 |  |  |  | uL
BF RBC Count | SJ Cellavision | Numeric | 0 Minutes | 150 Years |  | All |  |  |  |  | 2000 | 5000000 |  |  |  | uL
BF RBC Count | SJ Cellavision | Numeric | 0 Minutes | 150 Years |  | All |  |  |  |  | 2000 | 5000000 |  |  |  | uL
BF RBC Count | SJ Cellavision | Numeric | 0 Minutes | 150 Years |  | All |  |  |  |  | 2000 | 5000000 |  |  |  | uL
BF RBC Count | SJ Heme Manual | Numeric | 0 Minutes | 150 Years |  | All | [9 empty] | /uL
BF RBC Count | SJ Heme Manual | Numeric | 0 Minutes | 150 Years |  | All | [9 empty] | /uL
BF RBC Count | SJ Heme Manual | Numeric | 0 Minutes | 150 Years |  | All | [9 empty] | /uL
BF RBC Count | SJ Heme Manual | Numeric | 0 Minutes | 150 Years |  | All | [9 empty] | /uL
BF RBC Count | SJ Heme Manual | Numeric | 0 Minutes | 150 Years |  | All | [9 empty] | /uL
BF RBC Count | SJ XN 3000 L | Numeric | 0 Minutes | 150 Years |  | All |  |  |  |  | 2000 | 5000000 |  |  |  | uL
BF RBC Count | SJ XN 3000 L | Numeric | 0 Minutes | 150 Years |  | All |  |  |  |  | 2000 | 5000000 |  |  |  | uL
BF RBC Count | SJ XN 3000 L | Numeric | 0 Minutes | 150 Years |  | All |  |  |  |  | 2000 | 5000000 |  |  |  | uL
BF RBC Count | SJ XN 3000 L | Numeric | 0 Minutes | 150 Years |  | All |  |  |  |  | 2000 | 5000000 |  |  |  | uL
BF RBC Count | SJ XN 3000 L | Numeric | 0 Minutes | 150 Years |  | All |  |  |  |  | 2000 | 5000000 |  |  |  | uL
BF Source Ph | SJ Chem Manual | Freetext | 0 Minutes | 150 Years |  | All
BF Source Spec Grav | SJ Chem Manual | Freetext | 0 Minutes | 150 Years |  | All
BF Specific Gravity | SJ Chem Manual | Numeric | 0 Minutes | 150 Years |  | All |  |  |  |  | 1 | 1.035
BF Total Protein | SJ Vitros 5600 A | Numeric | 0 Minutes | 150 Years |  | Male |  |  |  |  | 2 | 100 |  |  |  | g/dL
BF Total Protein | SJ Vitros 5600 A | Numeric | 0 Minutes | 150 Years |  | Female |  |  |  |  | 2 | 100 |  |  |  | g/dL
BF Triglyceride | SJ Vitros 5600 A | Numeric | 0 Minutes | 150 Years |  | All |  |  |  |  | 10 | 10500 |  |  |  | mg/dL
BF Turbidity | SJ Chem Manual | Alpha | 0 Minutes | 150 Years |  | All
BF Turbidity | SJ Chem Manual | Alpha Response | [10 empty] | 1+ Hazy
BF Turbidity | SJ Chem Manual | Alpha Response | [10 empty] | 2+ Small
BF Turbidity | SJ Chem Manual | Alpha Response | [10 empty] | 3+ Moderate
BF Turbidity | SJ Chem Manual | Alpha Response | [10 empty] | 4+ Large/Opaque
BF Turbidity | SJ Chem Manual | Alpha Response | [10 empty] | Clear
BF WBC Count | SJ Cellavision | Numeric | 0 Minutes | 150 Years |  | All |  |  |  |  | 3 | 10000 |  |  |  | uL
BF WBC Count | SJ Cellavision | Numeric | 0 Minutes | 150 Years |  | All |  |  |  |  | 3 | 10000 |  |  |  | uL
BF WBC Count | SJ Cellavision | Numeric | 0 Minutes | 150 Years |  | All |  |  |  |  | 3 | 10000 |  |  |  | uL
BF WBC Count | SJ Cellavision | Numeric | 0 Minutes | 150 Years |  | All |  |  |  |  | 3 | 10000 |  |  |  | uL
BF WBC Count | SJ Cellavision | Numeric | 0 Minutes | 150 Years |  | All |  |  |  |  | 3 | 10000 |  |  |  | uL
BF WBC Count | SJ Cellavision | Numeric | 0 Minutes | 150 Years |  | All |  |  |  |  | 3 | 10000 |  |  |  | uL
BF WBC Count | SJ Cellavision | Numeric | 0 Minutes | 150 Years |  | All |  |  |  |  | 3 | 10000 |  |  |  | uL
BF WBC Count | SJ Cellavision | Numeric | 0 Minutes | 150 Years |  | All |  |  |  |  | 3 | 10000 |  |  |  | uL
BF WBC Count | SJ Cellavision | Numeric | 0 Minutes | 150 Years |  | All |  |  |  |  | 3 | 10000 |  |  |  | uL
BF WBC Count | SJ Cellavision | Numeric | 0 Minutes | 150 Years |  | All |  |  |  |  | 3 | 10000 |  |  |  | uL
BF WBC Count | SJ Cellavision | Numeric | 0 Minutes | 150 Years |  | All |  |  |  |  | 3 | 10000 |  |  |  | uL
BF WBC Count | SJ Cellavision | Numeric | 0 Minutes | 150 Years |  | All |  |  |  |  | 3 | 10000 |  |  |  | uL
BF WBC Count | SJ Cellavision | Numeric | 0 Minutes | 150 Years |  | All |  |  |  |  | 3 | 10000 |  |  |  | uL
BF WBC Count | SJ Cellavision | Numeric | 0 Minutes | 150 Years |  | All |  |  |  |  | 3 | 10000 |  |  |  | uL
BF WBC Count | SJ Heme Manual | Numeric | 0 Minutes | 150 Years |  | All |  |  |  |  | 3 | 10000 |  |  |  | uL
BF WBC Count | SJ Heme Manual | Numeric | 0 Minutes | 150 Years |  | All |  |  |  |  | 3 | 10000 |  |  |  | uL
BF WBC Count | SJ Heme Manual | Numeric | 0 Minutes | 150 Years |  | All |  |  |  |  | 3 | 10000 |  |  |  | uL
BF WBC Count | SJ Heme Manual | Numeric | 0 Minutes | 150 Years |  | All |  |  |  |  | 3 | 10000 |  |  |  | uL
BF WBC Count | SJ Heme Manual | Numeric | 0 Minutes | 150 Years |  | All |  |  |  |  | 3 | 10000 |  |  |  | uL
BF WBC Count | SJ Heme Manual | Numeric | 0 Minutes | 150 Years |  | All |  |  |  |  | 3 | 10000 |  |  |  | uL
BF WBC Count | SJ Heme Manual | Numeric | 0 Minutes | 150 Years |  | All |  |  |  |  | 3 | 10000 |  |  |  | uL
BF WBC Count | SJ Heme Manual | Numeric | 0 Minutes | 150 Years |  | All |  |  |  |  | 3 | 10000 |  |  |  | uL
BF WBC Count | SJ Heme Manual | Numeric | 0 Minutes | 150 Years |  | All |  |  |  |  | 3 | 10000 |  |  |  | uL
BF WBC Count | SJ Heme Manual | Numeric | 0 Minutes | 150 Years |  | All |  |  |  |  | 3 | 10000 |  |  |  | uL
BF WBC Count | SJ Heme Manual | Numeric | 0 Minutes | 150 Years |  | All |  |  |  |  | 3 | 10000 |  |  |  | uL
BF WBC Count | SJ Heme Manual | Numeric | 0 Minutes | 150 Years |  | All |  |  |  |  | 3 | 10000 |  |  |  | uL
BF WBC Count | SJ Heme Manual | Numeric | 0 Minutes | 150 Years |  | All |  |  |  |  | 3 | 10000 |  |  |  | uL
BF WBC Count | SJ Heme Manual | Numeric | 0 Minutes | 150 Years |  | All |  |  |  |  | 3 | 10000 |  |  |  | uL
BF WBC Count | SJ XN 3000 L | Numeric | 0 Minutes | 150 Years |  | All |  |  |  |  | 3 | 10000 |  |  |  | uL
BF WBC Count | SJ XN 3000 L | Numeric | 0 Minutes | 150 Years |  | All |  |  |  |  | 3 | 10000 |  |  |  | uL
BF WBC Count | SJ XN 3000 L | Numeric | 0 Minutes | 150 Years |  | All |  |  |  |  | 3 | 10000 |  |  |  | uL
BF WBC Count | SJ XN 3000 L | Numeric | 0 Minutes | 150 Years |  | All |  |  |  |  | 3 | 10000 |  |  |  | uL
BF WBC Count | SJ XN 3000 L | Numeric | 0 Minutes | 150 Years |  | All |  |  |  |  | 3 | 10000 |  |  |  | uL
BF WBC Count | SJ XN 3000 L | Numeric | 0 Minutes | 150 Years |  | All |  |  |  |  | 3 | 10000 |  |  |  | uL
BF WBC Count | SJ XN 3000 L | Numeric | 0 Minutes | 150 Years |  | All |  |  |  |  | 3 | 10000 |  |  |  | uL
BF WBC Count | SJ XN 3000 L | Numeric | 0 Minutes | 150 Years |  | All |  |  |  |  | 3 | 10000 |  |  |  | uL
BF WBC Count | SJ XN 3000 L | Numeric | 0 Minutes | 150 Years |  | All |  |  |  |  | 3 | 10000 |  |  |  | uL
BF WBC Count | SJ XN 3000 L | Numeric | 0 Minutes | 150 Years |  | All |  |  |  |  | 3 | 10000 |  |  |  | uL
BF WBC Count | SJ XN 3000 L | Numeric | 0 Minutes | 150 Years |  | All |  |  |  |  | 3 | 10000 |  |  |  | uL
BF WBC Count | SJ XN 3000 L | Numeric | 0 Minutes | 150 Years |  | All |  |  |  |  | 3 | 10000 |  |  |  | uL
BF WBC Count | SJ XN 3000 L | Numeric | 0 Minutes | 150 Years |  | All |  |  |  |  | 3 | 10000 |  |  |  | uL
BF WBC Count | SJ XN 3000 L | Numeric | 0 Minutes | 150 Years |  | All |  |  |  |  | 3 | 10000 |  |  |  | uL
Bili Direct | SJ Vitros 5600 A | Numeric | 0 Minutes | 18 Years |  | Male | 0 | 0.3 |  | 1 | 0 | 54 |  |  |  | mg/dL
Bili Direct | SJ Vitros 5600 A | Numeric | 18 Years | 150 Years |  | Male | 0 | 0.3 |  | 1 | 0 | 54 |  |  |  | mg/dL
Bili Direct | SJ Vitros 5600 A | Numeric | 0 Minutes | 18 Years |  | Female | 0 | 0.3 |  | 1 | 0 | 54 |  |  |  | mg/dL
Bili Direct | SJ Vitros 5600 A | Numeric | 18 Years | 150 Years |  | Female | 0 | 0.3 |  | 1 | 0 | 54 |  |  |  | mg/dL
Bili Indirect | SJ Vitros 5600 A | Numeric | 0 Minutes | 2 Months |  | All |  |  |  |  | 0 | 54 |  |  |  | mg/dL
Bili Indirect | SJ Vitros 5600 A | Numeric | 2 Months | 150 Years |  | All | 0 | 1.1 |  |  | 0 | 54 |  |  |  | mg/dL
Bili Unconjugated | SJ Vitros 5600 A | Numeric | 0 Minutes | 150 Years |  | All | 0.6 | 10.5 |  |  | 0 | 54 |  |  |  | mg/dL
Bilirubin Conjugated | SJ Vitros 5600 A | Numeric | 0 Minutes | 150 Years |  | All | 0 | 0.3 |  | 1 | 0 | 54 |  |  |  | mg/dL
Bilirubin Neonatal | SJ Vitros 5600 A | Numeric | 0 Minutes | 1 Days |  | Male | 2 | 6 |  | 6.9 | 0 | 54 |  |  |  | mg/dL
Bilirubin Neonatal | SJ Vitros 5600 A | Numeric | 1 Days | 2 Days |  | Male | 6 | 10 |  | 10.9 | 0 | 54 |  |  |  | mg/dL
Bilirubin Neonatal | SJ Vitros 5600 A | Numeric | 2 Days | 15 Days |  | Male | 4 | 8 |  | 14.9 | 0 | 54 |  |  |  | mg/dL
Bilirubin Neonatal | SJ Vitros 5600 A | Numeric | 15 Days | 150 Years |  | Male | 0 | 2 |  |  | 0 | 54 |  |  |  | mg/dL
Bilirubin Neonatal | SJ Vitros 5600 A | Numeric | 0 Minutes | 1 Days |  | Female | 2 | 6 |  | 6.9 | 0 | 54 |  |  |  | mg/dL
Bilirubin Neonatal | SJ Vitros 5600 A | Numeric | 1 Days | 2 Days |  | Female | 6 | 10 |  | 10.9 | 0 | 54 |  |  |  | mg/dL
Bilirubin Neonatal | SJ Vitros 5600 A | Numeric | 2 Days | 15 Days |  | Female | 4 | 8 |  | 14.9 | 0 | 54 |  |  |  | mg/dL
Bilirubin Neonatal | SJ Vitros 5600 A | Numeric | 15 Days | 150 Years |  | Female | 0 | 2 |  |  | 0 | 54 |  |  |  | mg/dL
Bilirubin Total | SJ Vitros 5600 A | Numeric | 0 Minutes | 1 Days |  | Male | 2 | 6 |  | 6.9 | 0.1 | 54 |  |  |  | mg/dL
Bilirubin Total | SJ Vitros 5600 A | Numeric | 1 Days | 2 Days |  | Male | 6 | 10 |  | 10.9 | 0.1 | 54 |  |  |  | mg/dL
Bilirubin Total | SJ Vitros 5600 A | Numeric | 2 Days | 15 Days |  | Male | 4 | 8 |  | 14.9 | 0.1 | 54 |  |  |  | mg/dL
Bilirubin Total | SJ Vitros 5600 A | Numeric | 15 Days | 150 Years |  | Male | 0 | 2 |  |  | 0.1 | 54 |  |  |  | mg/dL
Bilirubin Total | SJ Vitros 5600 A | Numeric | 0 Minutes | 1 Days |  | Female | 2 | 6 |  | 6.9 | 0.1 | 54 |  |  |  | mg/dL
Bilirubin Total | SJ Vitros 5600 A | Numeric | 1 Days | 2 Days |  | Female | 6 | 10 |  | 10.9 | 0.1 | 54 |  |  |  | mg/dL
Bilirubin Total | SJ Vitros 5600 A | Numeric | 2 Days | 15 Days |  | Female | 4 | 8 |  | 14.9 | 0.1 | 54 |  |  |  | mg/dL
Bilirubin Total | SJ Vitros 5600 A | Numeric | 15 Days | 150 Years |  | Female | 0 | 2 |  |  | 0.1 | 54 |  |  |  | mg/dL
Blast | SJ Cellavision | Numeric | 0 Minutes | 150 Years |  | Male |  | 0 | [7 empty] | %
Blast | SJ Cellavision | Numeric | 0 Minutes | 150 Years |  | Female |  | 0 | [7 empty] | %
Blast | SJ Heme Manual | Numeric | 0 Minutes | 150 Years |  | Male | [9 empty] | %
Blast | SJ Heme Manual | Numeric | 0 Minutes | 150 Years |  | Female | [9 empty] | %
Blood Culture ID Comment | SJ BioFire | Alpha | 0 Minutes | 150 Years |  | All
Blood Culture ID Comment | SJ BioFire | Alpha Response | [10 empty] | See Comment
Blue Line QC OK? | SJ Rapid Bench |  | 0 Minutes | 150 Years |  | All
Blue Line QC OK? | SJ Rapid Bench | Alpha Response | [10 empty] | Yes
Blue Line QC OK? | SJ Rapid Bench | Alpha Response | [10 empty] | No
Body temp | SJ RAD90 A | Numeric | 0 Minutes | 150 Years |  | All
Bottle Type | All |  | 0 Minutes | 150 Years |  | All
Bottle Type | All | Alpha Response | [10 empty] | Aerobic
Bottle Type | All | Alpha Response | [10 empty] | Anaerobic
Bottle Type | All | Alpha Response | [10 empty] | Pediatric
BSA | SJ Vitros 5600 A | Calculation | 0 Minutes | 150 Years |  | All
BUN | SJ Vitros 5600 A | Numeric | 0 Minutes | 150 Years |  | Male | 9 | 20 |  |  | 2 | 12000 |  |  |  | mg/dL
BUN | SJ Vitros 5600 A | Numeric | 0 Minutes | 150 Years |  | Female | 7 | 17 |  |  | 2 | 12000 |  |  |  | mg/dL
BUN/Creat Ratio | SJ Vitros 5600 A | Calculation | 0 Minutes | 150 Years |  | All
Burr Cells | SJ Cellavision | Alpha | 0 Minutes | 150 Years |  | All
Burr Cells | SJ Cellavision | Alpha Response | [10 empty] | Slight |  | Abnormal
Burr Cells | SJ Cellavision | Alpha Response | [10 empty] | 1+ |  | Abnormal
Burr Cells | SJ Cellavision | Alpha Response | [10 empty] | 2+ |  | Abnormal
Burr Cells | SJ Cellavision | Alpha Response | [10 empty] | 3+ |  | Abnormal
Burr Cells | SJ Cellavision | Alpha Response | [10 empty] | 4+ |  | Abnormal
Burr Cells | SJ Cellavision | Alpha Response | [10 empty] | Footnote |  | Normal
Burr Cells | SJ Heme Manual | Alpha | 0 Minutes | 150 Years |  | All
Burr Cells | SJ Heme Manual | Alpha Response | [10 empty] | Slight |  | Abnormal
Burr Cells | SJ Heme Manual | Alpha Response | [10 empty] | 1+ |  | Abnormal
Burr Cells | SJ Heme Manual | Alpha Response | [10 empty] | 2+ |  | Abnormal
Burr Cells | SJ Heme Manual | Alpha Response | [10 empty] | 3+ |  | Abnormal
Burr Cells | SJ Heme Manual | Alpha Response | [10 empty] | 4+ |  | Abnormal
Burr Cells | SJ Heme Manual | Alpha Response | [10 empty] | Footnote |  | Normal
C. diff Ag | SJ Rapid Bench | Alpha | 0 Minutes | 150 Years |  | All
C. diff Ag | SJ Rapid Bench | Alpha Response | [10 empty] | Positive
C. diff Ag | SJ Rapid Bench | Alpha Response | [10 empty] | Negative
C. diff Result | SJ Rapid Bench | Alpha | 0 Minutes | 150 Years |  | All
C. diff Result | SJ Rapid Bench | Alpha Response | [10 empty] | Positive |  | Critical
C. diff Result | SJ Rapid Bench | Alpha Response | [10 empty] | Negative | X
C. diff Result | SJ Rapid Bench | Alpha Response | [10 empty] | Indeterminant |  | Abnormal
C. diff Toxin | SJ Rapid Bench | Alpha | 0 Minutes | 150 Years |  | All
C. diff Toxin | SJ Rapid Bench | Alpha Response | [10 empty] | Positive
C. diff Toxin | SJ Rapid Bench | Alpha Response | [10 empty] | Negative
C. diff Toxin Result | SJ Rapid Bench | Alpha | 0 Minutes | 150 Years |  | All
C. diff Toxin Result | SJ Rapid Bench | Alpha Response | [10 empty] | Negative | X | Normal
C. diff Toxin Result | SJ Rapid Bench | Alpha Response | [10 empty] | Positive |  | Critical
C. diff Toxin Result | SJ Rapid Bench | Alpha Response | [10 empty] | Not Determined |  | Critical
C. pneumoniae DNA Amp | SJ BioFire | Alpha | 0 Minutes | 150 Years |  | All
C. pneumoniae DNA Amp | SJ BioFire | Alpha Response | [10 empty] | Detected |  | Abnormal
C. pneumoniae DNA Amp | SJ BioFire | Alpha Response | [10 empty] | Not Detected | X | Normal
C. pneumoniae DNA Amp | SJ BioFire | Alpha Response | [10 empty] | Not Determined |  | Abnormal
CA 125 | SJ Vitros 5600 A | Numeric | 0 Minutes | 150 Years |  | All |  | 35 |  |  | 5.5 | 20000 |  |  |  | U/mL
CA 19-9 | SJ Vitros 5600 A | Numeric | 0 Minutes | 150 Years |  | All |  | 37 |  |  | 1.4 | 20000 |  |  |  | U/mL
Cal Osmo | SJ Vitros 5600 A | Calculation | 0 Minutes | 150 Years |  | Male | 270 | 300
Cal Osmo | SJ Vitros 5600 A | Calculation | 0 Minutes | 150 Years |  | Female | 270 | 300
Calcium | SJ Vitros 5600 A | Numeric | 0 Minutes | 60 Days |  | Male | 8.4 | 10.2 | 6.6 | 10.9 | 1 | 140 |  |  |  | mg/dL
Calcium | SJ Vitros 5600 A | Numeric | 60 Days | 150 Years |  | Male | 8.4 | 10.2 | 6.1 | 12.9 | 1 | 140 |  |  |  | mg/dL
Calcium | SJ Vitros 5600 A | Numeric | 0 Minutes | 60 Days |  | Female | 8.4 | 10.2 | 6.6 | 10.9 | 1 | 140 |  |  |  | mg/dL
Calcium | SJ Vitros 5600 A | Numeric | 60 Days | 150 Years |  | Female | 8.4 | 10.2 | 6.1 | 12.9 | 1 | 140 |  |  |  | mg/dL
Calcium 24Hr Urine | SJ Vitros 5600 A | Calculation | 0 Minutes | 150 Years |  | Male | 100 | 300 | [7 empty] | mg/day
Calcium 24Hr Urine | SJ Vitros 5600 A | Calculation | 0 Minutes | 150 Years |  | Female | 100 | 300 | [7 empty] | mg/day
Calcium Random Urine | SJ Vitros 5600 A | Numeric | 0 Minutes | 150 Years |  | All |  |  |  |  | 1 | 89 |  |  |  | mg/dL
Calcium Urine | SJ Vitros 5600 A | Numeric | 0 Minutes | 150 Years |  | All |  |  |  |  | 1 | 89 |  |  |  | mg/dL
Candida albicans PCR | SJ BioFire | Alpha | 0 Minutes | 150 Years |  | All
Candida albicans PCR | SJ BioFire | Alpha Response | [10 empty] | Detected |  | Critical
Candida albicans PCR | SJ BioFire | Alpha Response | [10 empty] | Not Detected | X | Normal
Candida albicans PCR | SJ BioFire | Alpha Response | [10 empty] | Not Determined |  | Normal
Candida auris PCR | SJ BioFire | Alpha | 0 Minutes | 150 Years |  | All
Candida auris PCR | SJ BioFire | Alpha Response | [10 empty] | Detected |  | Critical
Candida auris PCR | SJ BioFire | Alpha Response | [10 empty] | Not Detected | X | Normal
Candida auris PCR | SJ BioFire | Alpha Response | [10 empty] | Not Determined |  | Normal
Candida glabrata PCR | SJ BioFire | Alpha | 0 Minutes | 150 Years |  | All
Candida glabrata PCR | SJ BioFire | Alpha Response | [10 empty] | Detected |  | Critical
Candida glabrata PCR | SJ BioFire | Alpha Response | [10 empty] | Not Detected | X | Normal
Candida glabrata PCR | SJ BioFire | Alpha Response | [10 empty] | Not Determined |  | Normal
Candida krusei PCR | SJ BioFire | Alpha | 0 Minutes | 150 Years |  | All
Candida krusei PCR | SJ BioFire | Alpha Response | [10 empty] | Detected |  | Critical
Candida krusei PCR | SJ BioFire | Alpha Response | [10 empty] | Not Detected | X | Normal
Candida krusei PCR | SJ BioFire | Alpha Response | [10 empty] | Not Determined |  | Normal
Candida parapsilosis PCR | SJ BioFire | Alpha | 0 Minutes | 150 Years |  | All
Candida parapsilosis PCR | SJ BioFire | Alpha Response | [10 empty] | Detected |  | Critical
Candida parapsilosis PCR | SJ BioFire | Alpha Response | [10 empty] | Not Detected | X | Normal
Candida parapsilosis PCR | SJ BioFire | Alpha Response | [10 empty] | Not Determined |  | Normal
Candida tropicalis PCR | SJ BioFire | Alpha | 0 Minutes | 150 Years |  | All
Candida tropicalis PCR | SJ BioFire | Alpha Response | [10 empty] | Detected |  | Critical
Candida tropicalis PCR | SJ BioFire | Alpha Response | [10 empty] | Not Detected | X | Normal
Candida tropicalis PCR | SJ BioFire | Alpha Response | [10 empty] | Not Determined |  | Normal
Cannab Scr Urine | SJ Vitros 5600 A | Alpha | 0 Minutes | 150 Years |  | All
Cannab Scr Urine | SJ Vitros 5600 A | Alpha Response | [10 empty] | Negative | X | Normal
Cannab Scr Urine | SJ Vitros 5600 A | Alpha Response | [10 empty] | Positive |  | Abnormal
Cannab Scr Urine | SJ Vitros 5600 A | Alpha Response | [10 empty] | Invalid |  | Normal
Cannab Scr Urine | SJ Vitros 5600 A | Alpha Response | [10 empty] | Mislabeled |  | Normal
Cannab Scr Urine | SJ Vitros 5600 A | Alpha Response | [10 empty] | QNS |  | Normal
Cannab Scr Urine | SJ Vitros 5600 A | Alpha Response | [10 empty] | See Note |  | Normal
Carbamazepine Total Level | SJ Vitros 5600 A | Numeric | 0 Minutes | 150 Years |  | Male | 4 | 12 |  | 14 | 3 | 20 |  |  |  | ug/mL
Carbamazepine Total Level | SJ Vitros 5600 A | Numeric | 0 Minutes | 150 Years |  | Female | 4 | 12 |  | 14 | 3 | 20 |  |  |  | ug/mL
Card 1 Collection Date | All |  | 0 Minutes | 150 Years |  | All
Card 1 fecal Occult result | SJ Rapid Bench | Alpha | 0 Minutes | 150 Years |  | All
Card 1 fecal Occult result | SJ Rapid Bench | Alpha Response | [10 empty] | Negative | X | Normal
Card 1 fecal Occult result | SJ Rapid Bench | Alpha Response | [10 empty] | Positive |  | Abnormal
Card 1 Procedural control | SJ Rapid Bench | Alpha | 0 Minutes | 150 Years |  | All
Card 1 Procedural control | SJ Rapid Bench | Alpha Response | [10 empty] | Yes
Card 1 Procedural control | SJ Rapid Bench | Alpha Response | [10 empty] | No
Card 1 Rgt lot/expire | All |  | 0 Minutes | 150 Years |  | All
Card 2 Collection Date | All |  | 0 Minutes | 150 Years |  | All
Card 2 fecal Occult result | SJ Rapid Bench | Alpha | 0 Minutes | 150 Years |  | All
Card 2 fecal Occult result | SJ Rapid Bench | Alpha Response | [10 empty] | Negative | X | Normal
Card 2 fecal Occult result | SJ Rapid Bench | Alpha Response | [10 empty] | Positive |  | Abnormal
Card 2 Procedural control | SJ Rapid Bench | Alpha | 0 Minutes | 150 Years |  | All
Card 2 Procedural control | SJ Rapid Bench | Alpha Response | [10 empty] | Yes
Card 2 Procedural control | SJ Rapid Bench | Alpha Response | [10 empty] | No
Card 2 Rgt lot/expire | All |  | 0 Minutes | 150 Years |  | All
Card 3 Collection Date | All |  | 0 Minutes | 150 Years |  | All
Card 3 fecal Occult result | SJ Rapid Bench | Alpha | 0 Minutes | 150 Years |  | All
Card 3 fecal Occult result | SJ Rapid Bench | Alpha Response | [10 empty] | Negative | X | Normal
Card 3 fecal Occult result | SJ Rapid Bench | Alpha Response | [10 empty] | Positive |  | Abnormal
Card 3 Procedural control | SJ Rapid Bench | Alpha | 0 Minutes | 150 Years |  | All
Card 3 Procedural control | SJ Rapid Bench | Alpha Response | [10 empty] | Yes
Card 3 Procedural control | SJ Rapid Bench | Alpha Response | [10 empty] | No
Card 3 Rgt lot/expire | All |  | 0 Minutes | 150 Years |  | All
CD4 % | SJ Immuno Manual | Numeric | 0 Minutes | 150 Years |  | All | 38.8 | 54.4 | [7 empty] | %
CD4 Abs | SJ Immuno Manual | Numeric | 0 Minutes | 150 Years |  | All | 509 | 1150 | [7 empty] | cells/uL
CEA | SJ Vitros 5600 A | Numeric | 0 Minutes | 150 Years |  | All |  | 2.9 |  |  | 0.31 | 4000 |  |  |  | ng/mL
CEA BF | SJ Vitros 5600 A | Numeric | 0 Minutes | 150 Years |  | All |  |  |  |  | 0.31 | 4000 |  |  |  | ng/mL
Chloride 24Hr Urine | SJ Vitros 5600 A | Calculation | 0 Minutes | 150 Years |  | All | 110 | 250 | [7 empty] | mmol/day
Chloride Level | SJ Vitros 5600 A | Numeric | 0 Days | 60 Days |  | Male | 98 | 107 | 75 | 121 | 50 | 175 |  |  |  | mmol/L
Chloride Level | SJ Vitros 5600 A | Numeric | 60 Days | 18 Years |  | Male | 98 | 107 | 75 | 121 | 50 | 175 |  |  |  | mmol/L
Chloride Level | SJ Vitros 5600 A | Numeric | 18 Years | 150 Years |  | Male | 98 | 107 | 75 | 121 | 50 | 175 |  |  |  | mmol/L
Chloride Level | SJ Vitros 5600 A | Numeric | 0 Days | 60 Days |  | Female | 98 | 107 | 75 | 121 | 50 | 175 |  |  |  | mmol/L
Chloride Level | SJ Vitros 5600 A | Numeric | 60 Days | 18 Years |  | Female | 98 | 107 | 75 | 121 | 50 | 175 |  |  |  | mmol/L
Chloride Level | SJ Vitros 5600 A | Numeric | 18 Years | 150 Years |  | Female | 98 | 107 | 75 | 121 | 50 | 175 |  |  |  | mmol/L
Chloride Random Urine | SJ Vitros 5600 A | Numeric | 0 Minutes | 150 Years |  | Male |  |  |  |  | 15 | 300 |  |  |  | mmol/L
Chloride Random Urine | SJ Vitros 5600 A | Numeric | 0 Minutes | 150 Years |  | Female |  |  |  |  | 15 | 300 |  |  |  | mmol/L
Chloride Urine | SJ Vitros 5600 A | Numeric | 0 Minutes | 150 Years |  | Male |  |  |  |  | 15 | 300 |  |  |  | mmol/L
Chloride Urine | SJ Vitros 5600 A | Numeric | 0 Minutes | 150 Years |  | Female |  |  |  |  | 15 | 300 |  |  |  | mmol/L
Cholesterol | SJ Vitros 5600 A | Numeric | 0 Minutes | 150 Years |  | Male |  | 200 |  |  | 50 | 3250 |  |  |  | mg/dL
Cholesterol | SJ Vitros 5600 A | Numeric | 0 Minutes | 150 Years |  | Female |  | 200 |  |  | 50 | 3250 |  |  |  | mg/dL
Clue Cells Wet Prep | SJ Rapid Bench | Alpha | 0 Minutes | 150 Years |  | All
CO2 Total | SJ Vitros 5600 A | Numeric | 0 Minutes | 150 Years |  | Male | 22 | 30 | 10 | 44 | 5 | 200 |  |  |  | mmol/L
CO2 Total | SJ Vitros 5600 A | Numeric | 0 Minutes | 150 Years |  | Female | 22 | 30 | 10 | 44 | 5 | 200 |  |  |  | mmol/L
Coc Met Scr Urine | SJ Vitros 5600 A | Alpha | 0 Minutes | 150 Years |  | All
Coc Met Scr Urine | SJ Vitros 5600 A | Alpha Response | [10 empty] | Negative | X | Normal
Coc Met Scr Urine | SJ Vitros 5600 A | Alpha Response | [10 empty] | Positive |  | Abnormal
Coc Met Scr Urine | SJ Vitros 5600 A | Alpha Response | [10 empty] | Invalid |  | Normal
Coc Met Scr Urine | SJ Vitros 5600 A | Alpha Response | [10 empty] | Mislabeled |  | Normal
Coc Met Scr Urine | SJ Vitros 5600 A | Alpha Response | [10 empty] | QNS |  | Normal
Coc Met Scr Urine | SJ Vitros 5600 A | Alpha Response | [10 empty] | See Note |  | Normal
Congregate care setting? | All |  | 0 Minutes | 150 Years |  | All
Congregate care setting? | All | Alpha Response | [10 empty] | Yes
Congregate care setting? | All | Alpha Response | [10 empty] | No
Congregate care setting? | All | Alpha Response | [10 empty] | Unknown
CoNS Methicillin Resistance genes | SJ BioFire | Alpha | 0 Minutes | 150 Years |  | All
CoNS Methicillin Resistance genes | SJ BioFire | Alpha Response | [10 empty] | Detected |  | Critical
CoNS Methicillin Resistance genes | SJ BioFire | Alpha Response | [10 empty] | Not Detected | X | Normal
CoNS Methicillin Resistance genes | SJ BioFire | Alpha Response | [10 empty] | Not Applicable |  | Normal
CoNS Methicillin Resistance genes | SJ BioFire | Alpha Response | [10 empty] | Not Determined |  | Normal
Coronavirus 229E RNA Amp | SJ BioFire | Alpha | 0 Minutes | 150 Years |  | All
Coronavirus 229E RNA Amp | SJ BioFire | Alpha Response | [10 empty] | Detected |  | Abnormal
Coronavirus 229E RNA Amp | SJ BioFire | Alpha Response | [10 empty] | Not Detected | X | Normal
Coronavirus 229E RNA Amp | SJ BioFire | Alpha Response | [10 empty] | Not Determined |  | Abnormal
Coronavirus HKU1 RNA Amp | SJ BioFire | Alpha | 0 Minutes | 150 Years |  | All
Coronavirus HKU1 RNA Amp | SJ BioFire | Alpha Response | [10 empty] | Detected |  | Abnormal
Coronavirus HKU1 RNA Amp | SJ BioFire | Alpha Response | [10 empty] | Not Detected | X | Normal
Coronavirus HKU1 RNA Amp | SJ BioFire | Alpha Response | [10 empty] | Not Determined |  | Abnormal
Coronavirus NL63 RNA Amp | SJ BioFire | Alpha | 0 Minutes | 150 Years |  | All
Coronavirus NL63 RNA Amp | SJ BioFire | Alpha Response | [10 empty] | Detected |  | Abnormal
Coronavirus NL63 RNA Amp | SJ BioFire | Alpha Response | [10 empty] | Not Detected | X | Normal
Coronavirus NL63 RNA Amp | SJ BioFire | Alpha Response | [10 empty] | Not Determined |  | Abnormal
Coronavirus OC43 RNA Amp | SJ BioFire | Alpha | 0 Minutes | 150 Years |  | All
Coronavirus OC43 RNA Amp | SJ BioFire | Alpha Response | [10 empty] | Detected |  | Abnormal
Coronavirus OC43 RNA Amp | SJ BioFire | Alpha Response | [10 empty] | Not Detected | X | Normal
Coronavirus OC43 RNA Amp | SJ BioFire | Alpha Response | [10 empty] | Not Determined |  | Abnormal
Corrected WBC | SJ Cellavision | Numeric | 0 Minutes | 2 Months |  | Male | 4.9 | 15 | 4.9 | 40 | 0 | 400 |  |  |  | K/mcL
Corrected WBC | SJ Cellavision | Numeric | 2 Months | 18 Years |  | Male | 4.9 | 13 | 4.9 | 40 | 0 | 400 |  |  |  | K/mcL
Corrected WBC | SJ Cellavision | Numeric | 18 Years | 150 Years |  | Male | 3 | 10 | 2 | 40 | 0 | 400 |  |  |  | K/mcL
Corrected WBC | SJ Cellavision | Numeric | 0 Minutes | 2 Months |  | Female | 4.9 | 15 | 4.9 | 40 | 0 | 400 |  |  |  | K/mcL
Corrected WBC | SJ Cellavision | Numeric | 2 Months | 18 Years |  | Female | 4.9 | 13 | 4.9 | 40 | 0 | 400 |  |  |  | K/mcL
Corrected WBC | SJ Cellavision | Numeric | 18 Years | 150 Years |  | Female | 3 | 10 | 2 | 40 | 0 | 400 |  |  |  | K/mcL
Corrected WBC | SJ Heme Manual | Numeric | 0 Minutes | 2 Months |  | Male | 4.9 | 15 | 4.9 | 40 | 0 | 400 |  |  |  | K/mcL
Corrected WBC | SJ Heme Manual | Numeric | 2 Months | 18 Years |  | Male | 4.9 | 13 | 4.9 | 40 | 0 | 400 |  |  |  | K/mcL
Corrected WBC | SJ Heme Manual | Numeric | 18 Years | 150 Years |  | Male | 3 | 10 | 2 | 40 | 0 | 400 |  |  |  | K/mcL
Corrected WBC | SJ Heme Manual | Numeric | 0 Minutes | 2 Months |  | Female | 4.9 | 15 | 4.9 | 40 | 0 | 400 |  |  |  | K/mcL
Corrected WBC | SJ Heme Manual | Numeric | 2 Months | 18 Years |  | Female | 4.9 | 13 | 4.9 | 40 | 0 | 400 |  |  |  | K/mcL
Corrected WBC | SJ Heme Manual | Numeric | 18 Years | 150 Years |  | Female | 3 | 10 | 2 | 40 | 0 | 400 |  |  |  | K/mcL
Cortisol AM | SJ Vitros 5600 A | Numeric | 0 Minutes | 150 Years |  | All | 4.46 | 22.7 |  |  | 0.16 | 123.2 |  |  |  | ug/dL
Cortisol Level | SJ Vitros 5600 A | Numeric | 0 Minutes | 150 Years |  | All |  |  |  |  | 0.16 | 123.2 |  |  |  | ug/dL
Cortisol PM | SJ Vitros 5600 A | Numeric | 0 Minutes | 150 Years |  | All | 1.7 | 14.1 |  |  | 0.16 | 123.2 |  |  |  | ug/dL
Creat 24Hr Urine | SJ Vitros 5600 A | Calculation | 0 Minutes | 150 Years |  | Male | 1000 | 2000 | [7 empty] | mg/day
Creat 24Hr Urine | SJ Vitros 5600 A | Calculation | 0 Minutes | 150 Years |  | Female | 800 | 1800 | [7 empty] | mg/day
Creat Clear Corrected | SJ Vitros 5600 A | Calculation | 0 Minutes | 150 Years |  | Male | [9 empty] | mL/min
Creat Clear Corrected | SJ Vitros 5600 A | Calculation | 0 Minutes | 150 Years |  | Female | [9 empty] | mL/min
Creat Clear Uncorrected | SJ Vitros 5600 A | Calculation | 0 Minutes | 150 Years |  | Male | [9 empty] | mL/min
Creat Clear Uncorrected | SJ Vitros 5600 A | Calculation | 0 Minutes | 150 Years |  | Female | [9 empty] | mL/min
Creat Random Urine | SJ Vitros 5600 A | Numeric | 0 Minutes | 150 Years |  | Male |  |  |  |  | 3.2 | 3465 |  |  |  | mg/dL
Creat Random Urine | SJ Vitros 5600 A | Numeric | 0 Minutes | 150 Years |  | Female |  |  |  |  | 3.2 | 3465 |  |  |  | mg/dL
Creatine Kinase | SJ Vitros 5600 A | Numeric | 0 Minutes | 150 Years |  | Male | 55 | 170 |  |  | 20 | 160000 |  |  |  | units/L
Creatine Kinase | SJ Vitros 5600 A | Numeric | 0 Minutes | 150 Years |  | Female | 30 | 135 |  |  | 20 | 160000 |  |  |  | units/L
Creatinine | SJ Vitros 5600 A | Numeric | 0 Minutes | 150 Years |  | Male | 0.66 | 1.25 |  |  | 0.15 | 280 |  |  |  | mg/dL
Creatinine | SJ Vitros 5600 A | Numeric | 0 Minutes | 150 Years |  | Female | 0.52 | 1.04 |  |  | 0.15 | 280 |  |  |  | mg/dL
Creatinine Urine | SJ Vitros 5600 A | Numeric | 0 Minutes | 150 Years |  | Male |  |  |  |  | 3.2 | 3465 |  |  |  | mg/dL
Creatinine Urine | SJ Vitros 5600 A | Numeric | 0 Minutes | 150 Years |  | Female |  |  |  |  | 3.2 | 3465 |  |  |  | mg/dL
Crenated RBCs | SJ Cellavision | Alpha | 0 Minutes | 150 Years |  | All
Crenated RBCs | SJ Cellavision | Alpha Response | [10 empty] | Present |  | Abnormal
Crenated RBCs | SJ Cellavision | Alpha Response | [10 empty] | Footnote |  | Normal
Crenated RBCs | SJ Heme Manual | Alpha | 0 Minutes | 150 Years |  | All
Crenated RBCs | SJ Heme Manual | Alpha Response | [10 empty] | Present |  | Abnormal
Crenated RBCs | SJ Heme Manual | Alpha Response | [10 empty] | Footnote |  | Normal
CRP Quant | SJ Vitros 5600 A | Numeric | 0 Minutes | 150 Years |  | Male |  | 1 |  |  | 0.5 | 90 |  |  |  | mg/dL
CRP Quant | SJ Vitros 5600 A | Numeric | 0 Minutes | 150 Years |  | Female |  | 1 |  |  | 0.5 | 90 |  |  |  | mg/dL
Cryocritf | SJ Heme Manual | Numeric | 0 Minutes | 150 Years |  | All | [9 empty] | %
Cryocritg | SJ Heme Manual | Numeric | 0 Minutes | 150 Years |  | All | [9 empty] | %
Cryofibrinogen | SJ Heme Manual | Alpha | 0 Minutes | 150 Years |  | All
Cryofibrinogen | SJ Heme Manual | Alpha Response | [10 empty] | Negative
Cryofibrinogen | SJ Heme Manual | Alpha Response | [10 empty] | Positive
Cryoglob Qual | SJ Heme Manual | Alpha | 0 Minutes | 150 Years |  | All
Cryoglob Qual | SJ Heme Manual | Alpha Response | [10 empty] | Negative | X | Normal
Cryoglob Qual | SJ Heme Manual | Alpha Response | [10 empty] | Positive |  | Abnormal
Cryp Ag Result | SJ Immuno Manual | Alpha | 0 Minutes | 150 Years |  | All
Cryp Ag Result | SJ Immuno Manual | Alpha Response | [10 empty] | Negative | X
Cryp Ag Result | SJ Immuno Manual | Alpha Response | [10 empty] | Positive |  | Abnormal
Cryptococcus neoformans-gattii PCR | SJ BioFire | Alpha | 0 Minutes | 150 Years |  | All
Cryptococcus neoformans-gattii PCR | SJ BioFire | Alpha Response | [10 empty] | Detected |  | Critical
Cryptococcus neoformans-gattii PCR | SJ BioFire | Alpha Response | [10 empty] | Not Detected | X | Normal
Cryptococcus neoformans-gattii PCR | SJ BioFire | Alpha Response | [10 empty] | Not Determined |  | Normal
CSF Basophils Tube 1 | SJ Heme Manual | Numeric | 0 Minutes | 150 Years |  | All | [9 empty] | %
CSF Basophils Tube 4 | SJ Heme Manual | Numeric | 0 Minutes | 150 Years |  | All | [9 empty] | %
CSF CEA | SJ Vitros 5600 A | Numeric | 0 Minutes | 150 Years |  | All |  | 3 |  |  | 0.3 | 4000 |  |  |  | ng/mL
CSF Color | SJ Chem Manual | Alpha | 0 Minutes | 150 Years |  | All
CSF Color | SJ Chem Manual | Alpha Response | [10 empty] | Colorless
CSF Color | SJ Chem Manual | Alpha Response | [10 empty] | Pink
CSF Color | SJ Chem Manual | Alpha Response | [10 empty] | Red
CSF Color | SJ Chem Manual | Alpha Response | [10 empty] | Straw
CSF Color | SJ Chem Manual | Alpha Response | [10 empty] | White/Grey
CSF Color | SJ Chem Manual | Alpha Response | [10 empty] | Yellow
CSF Eosinophils Tube 1 | SJ Heme Manual | Numeric | 0 Minutes | 150 Years |  | All | [9 empty] | %
CSF Eosinophils Tube 4 | SJ Heme Manual | Numeric | 0 Minutes | 150 Years |  | All | [9 empty] | %
CSF Glucose | SJ Vitros 5600 A | Numeric | 0 Minutes | 150 Years |  | All | 40 | 70 | 20 |  | 20 | 6250 |  |  |  | mg/dL
CSF Lactic Acid | SJ Vitros 5600 A | Numeric | 0 Minutes | 150 Years |  | All | 1.1 | 2.2 |  |  | 0 | 21 |  |  |  | mmol/L
CSF Lymphocytes Tube 1 | SJ Heme Manual | Numeric | 0 Minutes | 150 Years |  | All | 40 | 80 | [7 empty] | %
CSF Lymphocytes Tube 4 | SJ Heme Manual | Numeric | 0 Minutes | 150 Years |  | All | 40 | 80 | [7 empty] | %
CSF Monocytes Tube 1 | SJ Heme Manual | Numeric | 0 Minutes | 150 Years |  | All | 15 | 40 | [7 empty] | %
CSF Monocytes Tube 4 | SJ Heme Manual | Numeric | 0 Minutes | 150 Years |  | All | 15 | 45 | [7 empty] | %
CSF Other Cells Tube 1 | SJ Heme Manual | Numeric | 0 Minutes | 150 Years |  | All | [9 empty] | %
CSF Other Cells Tube 4 | SJ Heme Manual | Numeric | 0 Minutes | 150 Years |  | All | [9 empty] | %
CSF Polys Tube 1 | SJ Heme Manual | Numeric | 0 Minutes | 150 Years |  | All | 0 | 5 | [7 empty] | %
CSF Polys Tube 4 | SJ Heme Manual | Numeric | 0 Minutes | 150 Years |  | All | 0 | 5 | [7 empty] | %
CSF Post Clarity Tube 1 | SJ Heme Manual | Alpha | 0 Minutes | 150 Years |  | All
CSF Post Clarity Tube 1 | SJ Heme Manual | Alpha Response | [10 empty] | N/A
CSF Post Clarity Tube 1 | SJ Heme Manual | Alpha Response | [10 empty] | Clear
CSF Post Clarity Tube 1 | SJ Heme Manual | Alpha Response | [10 empty] | Cloudy
CSF Post Clarity Tube 1 | SJ Heme Manual | Alpha Response | [10 empty] | Turbid
CSF Post Clarity Tube 4 | SJ Heme Manual | Alpha | 0 Minutes | 150 Years |  | All
CSF Post Clarity Tube 4 | SJ Heme Manual | Alpha Response | [10 empty] | N/A
CSF Post Clarity Tube 4 | SJ Heme Manual | Alpha Response | [10 empty] | Clear
CSF Post Clarity Tube 4 | SJ Heme Manual | Alpha Response | [10 empty] | Cloudy
CSF Post Clarity Tube 4 | SJ Heme Manual | Alpha Response | [10 empty] | Turbid
CSF Post Color Tube 1 | SJ Heme Manual | Alpha | 0 Minutes | 150 Years |  | All
CSF Post Color Tube 1 | SJ Heme Manual | Alpha Response | [10 empty] | N/A
CSF Post Color Tube 1 | SJ Heme Manual | Alpha Response | [10 empty] | Colorless
CSF Post Color Tube 1 | SJ Heme Manual | Alpha Response | [10 empty] | Xanthochromic
CSF Post Color Tube 1 | SJ Heme Manual | Alpha Response | [10 empty] | Slightly Bloody
CSF Post Color Tube 1 | SJ Heme Manual | Alpha Response | [10 empty] | Bloody
CSF Post Color Tube 1 | SJ Heme Manual | Alpha Response | [10 empty] | Sl Xanthochromic
CSF Post Color Tube 4 | SJ Heme Manual | Alpha | 0 Minutes | 150 Years |  | All
CSF Post Color Tube 4 | SJ Heme Manual | Alpha Response | [10 empty] | N/A
CSF Post Color Tube 4 | SJ Heme Manual | Alpha Response | [10 empty] | Colorless
CSF Post Color Tube 4 | SJ Heme Manual | Alpha Response | [10 empty] | Xanthochromic
CSF Post Color Tube 4 | SJ Heme Manual | Alpha Response | [10 empty] | Slightly Bloody
CSF Post Color Tube 4 | SJ Heme Manual | Alpha Response | [10 empty] | Bloody
CSF Post Color Tube 4 | SJ Heme Manual | Alpha Response | [10 empty] | Sl Xanthochromic
CSF Pre Clarity Tube 1 | SJ Heme Manual | Alpha | 0 Minutes | 150 Years |  | All
CSF Pre Clarity Tube 1 | SJ Heme Manual | Alpha Response | [10 empty] | Clear | X | Normal
CSF Pre Clarity Tube 1 | SJ Heme Manual | Alpha Response | [10 empty] | Slightly Cloudy |  | Abnormal
CSF Pre Clarity Tube 1 | SJ Heme Manual | Alpha Response | [10 empty] | Cloudy |  | Abnormal
CSF Pre Clarity Tube 1 | SJ Heme Manual | Alpha Response | [10 empty] | Turbid |  | Abnormal
CSF Pre Clarity Tube 4 | SJ Heme Manual | Alpha | 0 Minutes | 150 Years |  | All
CSF Pre Clarity Tube 4 | SJ Heme Manual | Alpha Response | [10 empty] | Clear |  | Normal
CSF Pre Clarity Tube 4 | SJ Heme Manual | Alpha Response | [10 empty] | Slightly Cloudy |  | Abnormal
CSF Pre Clarity Tube 4 | SJ Heme Manual | Alpha Response | [10 empty] | Cloudy |  | Abnormal
CSF Pre Clarity Tube 4 | SJ Heme Manual | Alpha Response | [10 empty] | Turbid |  | Abnormal
CSF Pre Color Tube 1 | SJ Heme Manual | Alpha | 0 Minutes | 150 Years |  | All
CSF Pre Color Tube 1 | SJ Heme Manual | Alpha Response | [10 empty] | Colorless |  | Normal
CSF Pre Color Tube 1 | SJ Heme Manual | Alpha Response | [10 empty] | Slightly Bloody |  | Abnormal
CSF Pre Color Tube 1 | SJ Heme Manual | Alpha Response | [10 empty] | Bloody |  | Abnormal
CSF Pre Color Tube 1 | SJ Heme Manual | Alpha Response | [10 empty] | Sl Xanthochromic |  | Abnormal
CSF Pre Color Tube 1 | SJ Heme Manual | Alpha Response | [10 empty] | See Note |  | Abnormal
CSF Pre Color Tube 4 | SJ Heme Manual | Alpha | 0 Minutes | 150 Years |  | All
CSF Pre Color Tube 4 | SJ Heme Manual | Alpha Response | [10 empty] | Colorless
CSF Pre Color Tube 4 | SJ Heme Manual | Alpha Response | [10 empty] | Slightly Bloody
CSF Pre Color Tube 4 | SJ Heme Manual | Alpha Response | [10 empty] | Bloody
CSF Pre Color Tube 4 | SJ Heme Manual | Alpha Response | [10 empty] | Sl Xanthochromic
CSF Pre Color Tube 4 | SJ Heme Manual | Alpha Response | [10 empty] | See Note
CSF Protein | SJ Vitros 5600 A | Numeric | 0 Minutes | 150 Years |  | Male | 12 | 60 |  |  | 10 | 1500 |  |  |  | mg/dL
CSF Protein | SJ Vitros 5600 A | Numeric | 0 Minutes | 150 Years |  | Female | 12 | 60 |  |  | 10 | 1500 |  |  |  | mg/dL
CSF RBC Count Tube 1 | SJ Heme Manual | Numeric | 0 Minutes | 150 Years |  | All | 0 | 1 | [7 empty] | cells/uL
CSF RBC Count Tube 4 | SJ Heme Manual | Numeric | 0 Minutes | 150 Years |  | All | 0 | 1 | [7 empty] | cells/uL
CSF Turbidity | SJ Chem Manual | Alpha | 0 Minutes | 150 Years |  | All
CSF Turbidity | SJ Chem Manual | Alpha Response | [10 empty] | 1+ Hazy
CSF Turbidity | SJ Chem Manual | Alpha Response | [10 empty] | 2+ Small
CSF Turbidity | SJ Chem Manual | Alpha Response | [10 empty] | 3+ Moderate
CSF Turbidity | SJ Chem Manual | Alpha Response | [10 empty] | 4+ Large/Opaque
CSF Turbidity | SJ Chem Manual | Alpha Response | [10 empty] | Clear
CSF Vol | SJ Chem Manual | Numeric | 0 Minutes | 150 Years |  | All | [9 empty] | mL
CSF WBC Count Tube 1 | SJ Heme Manual | Numeric | 0 Minutes | 150 Years |  | All | 0 | 5 | [7 empty] | cells/uL
CSF WBC Count Tube 4 | SJ Heme Manual | Numeric | 0 Minutes | 150 Years |  | All | 0 | 5 | [7 empty] | cells/uL
CSF Xantho | SJ Chem Manual | Alpha | 0 Minutes | 150 Years |  | All
CSF Xantho | SJ Chem Manual | Alpha Response | [10 empty] | Negative
CSF Xantho | SJ Chem Manual | Alpha Response | [10 empty] | Positive
CSF Xantho | SJ Chem Manual | Alpha Response | [10 empty] | Trace Positive
CTX-M Cephalosporin Resistance gene | SJ BioFire | Alpha | 0 Minutes | 150 Years |  | All
CTX-M Cephalosporin Resistance gene | SJ BioFire | Alpha Response | [10 empty] | Detected |  | Critical
CTX-M Cephalosporin Resistance gene | SJ BioFire | Alpha Response | [10 empty] | Not Detected | X | Normal
CTX-M Cephalosporin Resistance gene | SJ BioFire | Alpha Response | [10 empty] | Not Applicable |  | Normal
CTX-M Cephalosporin Resistance gene | SJ BioFire | Alpha Response | [10 empty] | Not Determined |  | Normal
D-Dimer Quantitative | SJ ACL A | Numeric | 0 Minutes | 51 Years |  | All |  | 499 |  |  | 203 | 128000 |  |  |  | ng/mL FEU
D-Dimer Quantitative | SJ ACL A | Numeric | 51 Years | 52 Years |  | All |  | 509 |  |  | 203 | 128000 |  |  |  | ng/mL FEU
D-Dimer Quantitative | SJ ACL A | Numeric | 52 Years | 53 Years |  | All |  | 519 |  |  | 203 | 128000 |  |  |  | ng/mL FEU
D-Dimer Quantitative | SJ ACL A | Numeric | 53 Years | 54 Years |  | All |  | 529 |  |  | 203 | 128000 |  |  |  | ng/mL FEU
D-Dimer Quantitative | SJ ACL A | Numeric | 54 Years | 55 Years |  | All |  | 539 |  |  | 203 | 128000 |  |  |  | ng/mL FEU
D-Dimer Quantitative | SJ ACL A | Numeric | 55 Years | 56 Years |  | All |  | 549 |  |  | 203 | 128000 |  |  |  | ng/mL FEU
D-Dimer Quantitative | SJ ACL A | Numeric | 56 Years | 57 Years |  | All |  | 559 |  |  | 203 | 128000 |  |  |  | ng/mL FEU
D-Dimer Quantitative | SJ ACL A | Numeric | 57 Years | 58 Years |  | All |  | 569 |  |  | 203 | 128000 |  |  |  | ng/mL FEU
D-Dimer Quantitative | SJ ACL A | Numeric | 58 Years | 59 Years |  | All |  | 579 |  |  | 203 | 128000 |  |  |  | ng/mL FEU
D-Dimer Quantitative | SJ ACL A | Numeric | 59 Years | 60 Years |  | All |  | 589 |  |  | 203 | 128000 |  |  |  | ng/mL FEU
D-Dimer Quantitative | SJ ACL A | Numeric | 60 Years | 61 Years |  | All |  | 599 |  |  | 203 | 128000 |  |  |  | ng/mL FEU
D-Dimer Quantitative | SJ ACL A | Numeric | 61 Years | 62 Years |  | All |  | 609 |  |  | 203 | 128000 |  |  |  | ng/mL FEU
D-Dimer Quantitative | SJ ACL A | Numeric | 62 Years | 63 Years |  | All |  | 619 |  |  | 203 | 128000 |  |  |  | ng/mL FEU
D-Dimer Quantitative | SJ ACL A | Numeric | 63 Years | 64 Years |  | All |  | 629 |  |  | 203 | 128000 |  |  |  | ng/mL FEU
D-Dimer Quantitative | SJ ACL A | Numeric | 64 Years | 65 Years |  | All |  | 639 |  |  | 203 | 128000 |  |  |  | ng/mL FEU
D-Dimer Quantitative | SJ ACL A | Numeric | 65 Years | 66 Years |  | All |  | 649 |  |  | 203 | 128000 |  |  |  | ng/mL FEU
D-Dimer Quantitative | SJ ACL A | Numeric | 66 Years | 67 Years |  | All |  | 659 |  |  | 203 | 128000 |  |  |  | ng/mL FEU
D-Dimer Quantitative | SJ ACL A | Numeric | 67 Years | 68 Years |  | All |  | 669 |  |  | 203 | 128000 |  |  |  | ng/mL FEU
D-Dimer Quantitative | SJ ACL A | Numeric | 68 Years | 69 Years |  | All |  | 679 |  |  | 203 | 128000 |  |  |  | ng/mL FEU
D-Dimer Quantitative | SJ ACL A | Numeric | 69 Years | 70 Years |  | All |  | 689 |  |  | 203 | 128000 |  |  |  | ng/mL FEU
D-Dimer Quantitative | SJ ACL A | Numeric | 70 Years | 71 Years |  | All |  | 699 |  |  | 203 | 128000 |  |  |  | ng/mL FEU
D-Dimer Quantitative | SJ ACL A | Numeric | 71 Years | 72 Years |  | All |  | 709 |  |  | 203 | 128000 |  |  |  | ng/mL FEU
D-Dimer Quantitative | SJ ACL A | Numeric | 72 Years | 73 Years |  | All |  | 719 |  |  | 203 | 128000 |  |  |  | ng/mL FEU
D-Dimer Quantitative | SJ ACL A | Numeric | 73 Years | 74 Years |  | All |  | 729 |  |  | 203 | 128000 |  |  |  | ng/mL FEU
D-Dimer Quantitative | SJ ACL A | Numeric | 74 Years | 75 Years |  | All |  | 739 |  |  | 203 | 128000 |  |  |  | ng/mL FEU
D-Dimer Quantitative | SJ ACL A | Numeric | 75 Years | 76 Years |  | All |  | 749 |  |  | 203 | 128000 |  |  |  | ng/mL FEU
D-Dimer Quantitative | SJ ACL A | Numeric | 76 Years | 77 Years |  | All |  | 759 |  |  | 203 | 128000 |  |  |  | ng/mL FEU
D-Dimer Quantitative | SJ ACL A | Numeric | 77 Years | 78 Years |  | All |  | 769 |  |  | 203 | 128000 |  |  |  | ng/mL FEU
D-Dimer Quantitative | SJ ACL A | Numeric | 78 Years | 79 Years |  | All |  | 779 |  |  | 203 | 128000 |  |  |  | ng/mL FEU
D-Dimer Quantitative | SJ ACL A | Numeric | 79 Years | 80 Years |  | All |  | 789 |  |  | 203 | 128000 |  |  |  | ng/mL FEU
D-Dimer Quantitative | SJ ACL A | Numeric | 80 Years | 81 Years |  | All |  | 799 |  |  | 203 | 128000 |  |  |  | ng/mL FEU
D-Dimer Quantitative | SJ ACL A | Numeric | 81 Years | 82 Years |  | All |  | 809 |  |  | 203 | 128000 |  |  |  | ng/mL FEU
D-Dimer Quantitative | SJ ACL A | Numeric | 82 Years | 83 Years |  | All |  | 819 |  |  | 203 | 128000 |  |  |  | ng/mL FEU
D-Dimer Quantitative | SJ ACL A | Numeric | 83 Years | 84 Years |  | All |  | 829 |  |  | 203 | 128000 |  |  |  | ng/mL FEU
D-Dimer Quantitative | SJ ACL A | Numeric | 84 Years | 85 Years |  | All |  | 839 |  |  | 203 | 128000 |  |  |  | ng/mL FEU
D-Dimer Quantitative | SJ ACL A | Numeric | 85 Years | 86 Years |  | All |  | 849 |  |  | 203 | 128000 |  |  |  | ng/mL FEU
D-Dimer Quantitative | SJ ACL A | Numeric | 86 Years | 87 Years |  | All |  | 859 |  |  | 203 | 128000 |  |  |  | ng/mL FEU
D-Dimer Quantitative | SJ ACL A | Numeric | 87 Years | 88 Years |  | All |  | 869 |  |  | 203 | 128000 |  |  |  | ng/mL FEU
D-Dimer Quantitative | SJ ACL A | Numeric | 88 Years | 89 Years |  | All |  | 879 |  |  | 203 | 128000 |  |  |  | ng/mL FEU
D-Dimer Quantitative | SJ ACL A | Numeric | 89 Years | 90 Years |  | All |  | 889 |  |  | 203 | 128000 |  |  |  | ng/mL FEU
D-Dimer Quantitative | SJ ACL A | Numeric | 90 Years | 91 Years |  | All |  | 899 |  |  | 203 | 128000 |  |  |  | ng/mL FEU
D-Dimer Quantitative | SJ ACL A | Numeric | 91 Years | 92 Years |  | All |  | 909 |  |  | 203 | 128000 |  |  |  | ng/mL FEU
D-Dimer Quantitative | SJ ACL A | Numeric | 92 Years | 93 Years |  | All |  | 919 |  |  | 203 | 128000 |  |  |  | ng/mL FEU
D-Dimer Quantitative | SJ ACL A | Numeric | 93 Years | 94 Years |  | All |  | 929 |  |  | 203 | 128000 |  |  |  | ng/mL FEU
D-Dimer Quantitative | SJ ACL A | Numeric | 94 Years | 95 Years |  | All |  | 939 |  |  | 203 | 128000 |  |  |  | ng/mL FEU
D-Dimer Quantitative | SJ ACL A | Numeric | 95 Years | 96 Years |  | All |  | 949 |  |  | 203 | 128000 |  |  |  | ng/mL FEU
D-Dimer Quantitative | SJ ACL A | Numeric | 96 Years | 97 Years |  | All |  | 959 |  |  | 203 | 128000 |  |  |  | ng/mL FEU
D-Dimer Quantitative | SJ ACL A | Numeric | 97 Years | 98 Years |  | All |  | 969 |  |  | 203 | 128000 |  |  |  | ng/mL FEU
D-Dimer Quantitative | SJ ACL A | Numeric | 98 Years | 99 Years |  | All |  | 979 |  |  | 203 | 128000 |  |  |  | ng/mL FEU
D-Dimer Quantitative | SJ ACL A | Numeric | 99 Years | 100 Years |  | All |  | 989 |  |  | 203 | 128000 |  |  |  | ng/mL FEU
D-Dimer Quantitative | SJ ACL A | Numeric | 100 Years | 150 Years |  | All |  | 999 |  |  | 203 | 128000 |  |  |  | ng/mL FEU
Digoxin Level | SJ Vitros 5600 A | Numeric | 0 Minutes | 2 Months |  | All | 0.8 | 1.5 |  | 2 | 0.4 | 20 |  |  |  | ng/mL
Digoxin Level | SJ Vitros 5600 A | Numeric | 2 Months | 150 Years |  | All | 0.8 | 1.5 |  | 2.5 | 0.4 | 30 |  |  |  | ng/mL
Dohle Bodies | SJ Cellavision | Alpha | 0 Minutes | 150 Years |  | All
Dohle Bodies | SJ Cellavision | Alpha Response | [10 empty] | Present |  | Abnormal
Dohle Bodies | SJ Cellavision | Alpha Response | [10 empty] | Footnote |  | Normal
Dohle Bodies | SJ Heme Manual | Alpha | 0 Minutes | 150 Years |  | All
Dohle Bodies | SJ Heme Manual | Alpha Response | [10 empty] | Present |  | Abnormal
Dohle Bodies | SJ Heme Manual | Alpha Response | [10 empty] | Footnote |  | Normal
eGFR | SJ Vitros 5600 A | Numeric | 0 Minutes | 150 Years |  | All | 60
eGFR Corrected | SJ Vitros 5600 A | Numeric | 0 Minutes | 150 Years |  | All | 60
Employed in Healthcare? | All |  | 0 Minutes | 150 Years |  | All
Employed in Healthcare? | All | Alpha Response | [10 empty] | Yes
Employed in Healthcare? | All | Alpha Response | [10 empty] | No
Employed in Healthcare? | All | Alpha Response | [10 empty] | Unknown
Enterobacter cloacae complex PCR | SJ BioFire | Alpha | 0 Minutes | 150 Years |  | All
Enterobacter cloacae complex PCR | SJ BioFire | Alpha Response | [10 empty] | Detected |  | Critical
Enterobacter cloacae complex PCR | SJ BioFire | Alpha Response | [10 empty] | Not Detected | X | Normal
Enterobacter cloacae complex PCR | SJ BioFire | Alpha Response | [10 empty] | Not Determined |  | Normal
Enterobacterales family PCR | SJ BioFire | Alpha | 0 Minutes | 150 Years |  | All
Enterobacterales family PCR | SJ BioFire | Alpha Response | [10 empty] | Detected |  | Critical
Enterobacterales family PCR | SJ BioFire | Alpha Response | [10 empty] | Not Detected | X | Normal
Enterobacterales family PCR | SJ BioFire | Alpha Response | [10 empty] | Not Determined |  | Normal
Enterococcus faecalis PCR | SJ BioFire | Alpha | 0 Minutes | 150 Years |  | All
Enterococcus faecalis PCR | SJ BioFire | Alpha Response | [10 empty] | Detected |  | Critical
Enterococcus faecalis PCR | SJ BioFire | Alpha Response | [10 empty] | Not Detected | X | Normal
Enterococcus faecalis PCR | SJ BioFire | Alpha Response | [10 empty] | Not Determined |  | Normal
Enterococcus faecium PCR | SJ BioFire | Alpha | 0 Minutes | 150 Years |  | All
Enterococcus faecium PCR | SJ BioFire | Alpha Response | [10 empty] | Detected |  | Critical
Enterococcus faecium PCR | SJ BioFire | Alpha Response | [10 empty] | Not Detected | X | Normal
Enterococcus faecium PCR | SJ BioFire | Alpha Response | [10 empty] | Not Determined |  | Normal
Eosinophil % | SJ XN 3000 L | Numeric | 0 Minutes | 150 Years |  | Male | 0 | 6 | [7 empty] | %
Eosinophil % | SJ XN 3000 L | Numeric | 0 Minutes | 150 Years |  | Female | 0 | 6 | [7 empty] | %
Eosinophil Absolute Count | SJ Cellavision | Numeric | 0 Minutes | 150 Years |  | Male | 0 | 0.45 | [7 empty] | 10^3/uL
Eosinophil Absolute Count | SJ Cellavision | Numeric | 0 Minutes | 150 Years |  | Female | 0 | 0.45 | [7 empty] | 10^3/uL
Eosinophil Absolute Count | SJ XN 3000 L | Numeric | 0 Minutes | 150 Years |  | Male | 0 | 0.45 | [7 empty] | 10^3/uL
Eosinophil Absolute Count | SJ XN 3000 L | Numeric | 0 Minutes | 150 Years |  | Female | 0 | 0.45 | [7 empty] | 10^3/uL
Eosinophils | SJ Cellavision | Numeric | 0 Minutes | 150 Years |  | Male | 0 | 6 | [7 empty] | %
Eosinophils | SJ Cellavision | Numeric | 0 Minutes | 150 Years |  | Female | 0 | 6 | [7 empty] | %
Eosinophils | SJ Heme Manual | Numeric | 0 Minutes | 150 Years |  | Male | 0 | 6 | [7 empty] | %
Eosinophils | SJ Heme Manual | Numeric | 0 Minutes | 150 Years |  | Female | 0 | 6 | [7 empty] | %
Escherichia coli PCR | SJ BioFire | Alpha | 0 Minutes | 150 Years |  | All
Escherichia coli PCR | SJ BioFire | Alpha Response | [10 empty] | Detected |  | Critical
Escherichia coli PCR | SJ BioFire | Alpha Response | [10 empty] | Not Detected | X | Normal
Escherichia coli PCR | SJ BioFire | Alpha Response | [10 empty] | Not Determined |  | Normal
Est Avg Glucose | SJ Vitros 5600 A | Calculation | 0 Minutes | 150 Years |  | All | [9 empty] | mg/dL
Ethanol Level | SJ Vitros 5600 A | Numeric | 0 Minutes | 150 Years |  | All | 0 | 10 |  | 400 | 10 | 3000 |  |  |  | mg/dL
Extract QC OK? | SJ Rapid Bench |  | 0 Minutes | 150 Years |  | All
Extract QC OK? | SJ Rapid Bench | Alpha Response | [10 empty] | Yes
Extract QC OK? | SJ Rapid Bench | Alpha Response | [10 empty] | No
Fentanyl Scr Urine | SJ Vitros 5600 A | Alpha | 0 Minutes | 150 Years |  | All
Fentanyl Scr Urine | SJ Vitros 5600 A | Alpha Response | [10 empty] | Negative | X | Normal
Fentanyl Scr Urine | SJ Vitros 5600 A | Alpha Response | [10 empty] | Positive |  | Abnormal
Fentanyl Scr Urine | SJ Vitros 5600 A | Alpha Response | [10 empty] | Invalid |  | Normal
Fentanyl Scr Urine | SJ Vitros 5600 A | Alpha Response | [10 empty] | Mislabeled |  | Normal
Fentanyl Scr Urine | SJ Vitros 5600 A | Alpha Response | [10 empty] | QNS |  | Normal
Fentanyl Scr Urine | SJ Vitros 5600 A | Alpha Response | [10 empty] | See Note |  | Normal
Ferritin | SJ Vitros 5600 A | Numeric | 0 Minutes | 150 Years |  | Male | 17.9 | 464 |  |  | 1.25 | 10000 |  |  |  | ng/mL
Ferritin | SJ Vitros 5600 A | Numeric | 0 Minutes | 50 Years |  | Female | 6.24 | 137 |  |  | 1.25 | 10000 |  |  |  | ng/mL
Ferritin | SJ Vitros 5600 A | Numeric | 50 Years | 150 Years |  | Female | 11.1 | 264 |  |  | 1.25 | 10000 |  |  |  | ng/mL
Fetal Cells | SJ Heme Manual | Numeric | 0 Minutes | 150 Years |  | Male
Fetal Cells | SJ Heme Manual | Numeric | 0 Minutes | 150 Years |  | Female
Fibrinogen | SJ ACL A | Numeric | 0 Minutes | 18 Years |  | Male | 150 | 635.9 | 150 |  | 35 | 1200 |  |  |  | mg/dL
Fibrinogen | SJ ACL A | Numeric | 18 Years | 150 Years |  | Male | 150 | 635.9 | 150 |  | 35 | 1200 |  |  |  | mg/dL
Fibrinogen | SJ ACL A | Numeric | 0 Minutes | 18 Years |  | Female | 150 | 635.9 | 150 |  | 35 | 1200 |  |  |  | mg/dL
Fibrinogen | SJ ACL A | Numeric | 18 Years | 150 Years |  | Female | 150 | 635.9 | 150 |  | 35 | 1200 |  |  |  | mg/dL
FiO2. | SJ RAD90 A | Numeric | 0 Minutes | 150 Years |  | All
Folate | SJ Vitros 5600 A | Numeric | 0 Minutes | 150 Years |  | All | 3 |  |  |  | 0.62 | 20 |  |  |  | ng/mL
Gastric Blood | SJ Chem Manual | Alpha | 0 Minutes | 150 Years |  | All
Gastric Blood | SJ Chem Manual | Alpha Response | [10 empty] | Negative | X | Normal
Gastric Blood | SJ Chem Manual | Alpha Response | [10 empty] | Positive |  | Abnormal
Gentamycin Level | SJ Vitros 5600 A | Numeric | 0 Minutes | 150 Years |  | All |  |  |  |  | 0.6 | 40 |  |  |  | ug/mL
Gentamycin Peak Level | SJ Vitros 5600 A | Numeric | 0 Minutes | 150 Years |  | All | 5 | 12 |  |  | 0.6 | 40 |  |  |  | ug/mL
Gentamycin Trough Level | SJ Vitros 5600 A | Numeric | 0 Minutes | 150 Years |  | All | 0 | 2 |  |  | 0.6 | 40 |  |  |  | ug/mL
Gest Diab Scr 50g 1 Hour | SJ Vitros 5600 A | Numeric | 0 Minutes | 150 Years |  | Male |  | 130
Gest Diab Scr 50g 1 Hour | SJ Vitros 5600 A | Numeric | 0 Minutes | 150 Years |  | Female |  | 130
GFR Correction Complete | SJ Vitros 5600 A | Alpha | 0 Minutes | 150 Years |  | All
GFR Correction Complete | SJ Vitros 5600 A | Alpha Response | [10 empty] | Yes
GFR Correction Complete | SJ Vitros 5600 A | Alpha Response | [10 empty] | Not Required
Giant Platelets | SJ Cellavision | Alpha | 0 Minutes | 150 Years |  | All
Giant Platelets | SJ Cellavision | Alpha Response | [10 empty] | Present |  | Abnormal
Giant Platelets | SJ Cellavision | Alpha Response | [10 empty] | Absent | X | Normal
Giant Platelets | SJ Heme Manual | Alpha | 0 Minutes | 150 Years |  | All
Giant Platelets | SJ Heme Manual | Alpha Response | [10 empty] | Present |  | Abnormal
Giant Platelets | SJ Heme Manual | Alpha Response | [10 empty] | Absent | X | Normal
Giardia Antigen, EIA | SJ Rapid Bench | Alpha | 0 Minutes | 150 Years |  | All
Giardia Antigen, EIA | SJ Rapid Bench | Alpha Response | [10 empty] | Positive |  | Abnormal
Giardia Antigen, EIA | SJ Rapid Bench | Alpha Response | [10 empty] | Negative | X
Globulin | SJ Vitros 5600 A | Numeric | 0 Minutes | 150 Years |  | Male | 2.2 | 4 | [7 empty] | g/dL
Globulin | SJ Vitros 5600 A | Numeric | 0 Minutes | 150 Years |  | Female | 2.2 | 4 | [7 empty] | g/dL
Gluc 1 Hr | SJ Vitros 5600 A | Numeric | 0 Minutes | 150 Years |  | All |  | 180 |  |  | 20 | 6250 |  |  |  | mg/dL
Gluc 2 Hr | SJ Vitros 5600 A | Numeric | 0 Minutes | 150 Years |  | All |  | 155 |  |  | 20 | 6250 |  |  |  | mg/dL
Gluc 3 Hr | SJ Vitros 5600 A | Numeric | 0 Minutes | 150 Years |  | All |  | 140 |  |  | 20 | 6250 |  |  |  | mg/dL
Gluc 4 Hr | SJ Vitros 5600 A | Numeric | 0 Minutes | 150 Years |  | All |  | 140 |  |  | 20 | 6250 |  |  |  | mg/dL
Gluc 5 Hr | SJ Vitros 5600 A | Numeric | 0 Minutes | 150 Years |  | All |  | 140 |  |  | 20 | 6250 |  |  |  | mg/dL
Gluc 6 Hr | SJ Vitros 5600 A | Numeric | 0 Minutes | 150 Years |  | All |  | 140 |  |  | 20 | 6250 |  |  |  | mg/dL
Gluc Baseline | SJ Vitros 5600 A | Numeric | 0 Days | 60 Days |  | Male |  | 95 | 26 | 150 | 20 | 6250
Gluc Baseline | SJ Vitros 5600 A | Numeric | 60 Days | 18 Years |  | Male |  | 95 | 51 | 499 | 20 | 6250
Gluc Baseline | SJ Vitros 5600 A | Numeric | 18 Years | 150 Years |  | Male |  | 95 | 51 | 499 | 20 | 6250
Gluc Baseline | SJ Vitros 5600 A | Numeric | 0 Days | 60 Days |  | Female |  | 95 | 26 | 150 | 20 | 6250
Gluc Baseline | SJ Vitros 5600 A | Numeric | 60 Days | 18 Years |  | Female |  | 95 | 51 | 499 | 20 | 6250
Gluc Baseline | SJ Vitros 5600 A | Numeric | 18 Years | 150 Years |  | Female |  | 95 | 51 | 499 | 20 | 6250
Glucose 2 Hr PP | SJ Vitros 5600 A | Numeric | 0 Minutes | 150 Years |  | All | 51 | 135 |  |  | 20 | 6250 |  |  |  | mg/dL
Glucose Fasting | SJ Vitros 5600 A | Numeric | 0 Minutes | 60 Days |  | All | 70 | 110 | 70 | 150 | 20 | 6250 |  |  |  | mg/dL
Glucose Fasting | SJ Vitros 5600 A | Numeric | 60 Days | 150 Years |  | All | 70 | 110 | 70 | 400 | 20 | 6250 |  |  |  | mg/dL
Glucose Level | SJ Vitros 5600 A | Numeric | 0 Days | 60 Days |  | Male | 40 | 60 | 26 | 180 | 20 | 6250 |  |  |  | mg/dL
Glucose Level | SJ Vitros 5600 A | Numeric | 60 Days | 18 Years |  | Male | 60 | 100 | 51 | 499 | 20 | 6250 |  |  |  | mg/dL
Glucose Level | SJ Vitros 5600 A | Numeric | 18 Years | 150 Years |  | Male | 70 | 110 | 51 | 499 | 20 | 6250 |  |  |  | mg/dL
Glucose Level | SJ Vitros 5600 A | Numeric | 0 Days | 60 Days |  | Female | 40 | 60 | 26 | 180 | 20 | 6250 |  |  |  | mg/dL
Glucose Level | SJ Vitros 5600 A | Numeric | 60 Days | 18 Years |  | Female | 60 | 100 | 51 | 499 | 20 | 6250 |  |  |  | mg/dL
Glucose Level | SJ Vitros 5600 A | Numeric | 18 Years | 150 Years |  | Female | 70 | 110 | 51 | 499 | 20 | 6250 |  |  |  | mg/dL
Haemophilus influenzae PCR | SJ BioFire | Alpha | 0 Minutes | 150 Years |  | All
Haemophilus influenzae PCR | SJ BioFire | Alpha Response | [10 empty] | Detected |  | Critical
Haemophilus influenzae PCR | SJ BioFire | Alpha Response | [10 empty] | Not Detected | X | Normal
Haemophilus influenzae PCR | SJ BioFire | Alpha Response | [10 empty] | Not Determined |  | Normal
HBCO | SJ RAD90 A | Numeric | 0 Minutes | 150 Years |  | All | 0.1 | 2 |  | 6 | 0.5 | 50.1 |  |  |  | %
HBO2 Cord (Ven) | SJ RAD90 A | Numeric | 0 Minutes | 150 Years |  | All |  |  |  |  | 2.1 | 98.9
HCG Internal Control | SJ Chem Manual | Alpha | 0 Minutes | 150 Years |  | All
HCG Internal Control | SJ Chem Manual | Alpha Response | [10 empty] | PASS
HCG Internal Control | SJ Chem Manual | Alpha Response | [10 empty] | See Note
HCG Internal Control | SJ Urine Manual | Alpha | 0 Minutes | 150 Years |  | All
HCG Internal Control | SJ Urine Manual | Alpha Response | [10 empty] | PASS
HCG Internal Control | SJ Urine Manual | Alpha Response | [10 empty] | See Note
HCG Qual Urine | SJ Urine Manual | Alpha | 0 Minutes | 150 Years |  | Male
HCG Qual Urine | SJ Urine Manual | Alpha Response | [10 empty] | Negative |  | Normal
HCG Qual Urine | SJ Urine Manual | Alpha Response | [10 empty] | Positive |  | Critical
HCG Qual Urine | SJ Urine Manual | Alpha Response | [10 empty] | Weak Positive |  | Critical
HCG Qual Urine | SJ Urine Manual | Alpha | 0 Minutes | 150 Years |  | Female
HCG Qual Urine | SJ Urine Manual | Alpha Response | [10 empty] | Negative |  | Normal
HCG Qual Urine | SJ Urine Manual | Alpha Response | [10 empty] | Positive |  | Critical
HCG Qual Urine | SJ Urine Manual | Alpha Response | [10 empty] | Weak Positive |  | Critical
HCG Qualitative | SJ Chem Manual | Alpha | 0 Minutes | 150 Years |  | Male
HCG Qualitative | SJ Chem Manual | Alpha Response | [10 empty] | Negative | X | Normal
HCG Qualitative | SJ Chem Manual | Alpha Response | [10 empty] | Positive |  | Critical
HCG Qualitative | SJ Chem Manual | Alpha Response | [10 empty] | Weak Positive |  | Critical
HCG Qualitative | SJ Chem Manual | Alpha | 0 Minutes | 150 Years |  | Female
HCG Qualitative | SJ Chem Manual | Alpha Response | [10 empty] | Negative | X | Normal
HCG Qualitative | SJ Chem Manual | Alpha Response | [10 empty] | Positive |  | Critical
HCG Qualitative | SJ Chem Manual | Alpha Response | [10 empty] | Weak Positive |  | Critical
HCG Quant | SJ Vitros 5600 A | Numeric | 0 Minutes | 150 Years |  | Male |  | 4.83 |  |  | 2.39 | 6000000
HCG Quant | SJ Vitros 5600 A | Numeric | 0 Minutes | 150 Years |  | Female |  | 4.83 |  |  | 2.39 | 6000000
HCO3 Art | SJ RAD90 A | Numeric | 0 Minutes | 150 Years |  | All | 22 | 26 | [7 empty] | mmol/L
HCO3 Cord (Art) | SJ RAD90 A | Numeric | 0 Minutes | 150 Years |  | All | [9 empty] | mmol/L
HCO3 Cord (Ven) | SJ RAD90 A | Numeric | 0 Minutes | 150 Years |  | All | [9 empty] | mmol/L
HCO3 Ven | SJ RAD90 A | Numeric | 0 Minutes | 150 Years |  | All | [9 empty] | mmol/L
HDL | SJ Vitros 5600 A | Numeric | 0 Minutes | 150 Years |  | Male | 40 | 60 |  |  | 5 | 220 |  |  |  | mg/dL
HDL | SJ Vitros 5600 A | Numeric | 0 Minutes | 150 Years |  | Female | 40 | 60 |  |  | 5 | 220 |  |  |  | mg/dL
Height for BSA cm | SJ Vitros 5600 A | Numeric | 0 Minutes | 150 Years |  | All | [9 empty] | cm
Hematocrit | SJ XN 3000 L | Numeric | 0 Minutes | 14 Days |  | Male | 42 | 60 | 36 | 60 | 0 | 73 |  |  |  | %
Hematocrit | SJ XN 3000 L | Numeric | 14 Days | 2 Months |  | Male | 39 | 63 | 30 | 60 | 0 | 73 |  |  |  | %
Hematocrit | SJ XN 3000 L | Numeric | 2 Months | 6 Months |  | Male | 28 | 42 | 24 | 60 | 0 | 73 |  |  |  | %
Hematocrit | SJ XN 3000 L | Numeric | 6 Months | 6 Years |  | Male | 33 | 42 | 24 | 60 | 0 | 73 |  |  |  | %
Hematocrit | SJ XN 3000 L | Numeric | 6 Years | 12 Years |  | Male | 35 | 45 | 24 | 60 | 0 | 73 |  |  |  | %
Hematocrit | SJ XN 3000 L | Numeric | 12 Years | 18 Years |  | Male | 37 | 49 | 24 | 60 | 0 | 73 |  |  |  | %
Hematocrit | SJ XN 3000 L | Numeric | 18 Years | 150 Years |  | Male | 40 | 54 | 21 | 60 | 0 | 73 |  |  |  | %
Hematocrit | SJ XN 3000 L | Numeric | 0 Minutes | 14 Days |  | Female | 42 | 60 | 36 | 60 | 0 | 73 |  |  |  | %
Hematocrit | SJ XN 3000 L | Numeric | 14 Days | 2 Months |  | Female | 38 | 63 | 30 | 60 | 0 | 73 |  |  |  | %
Hematocrit | SJ XN 3000 L | Numeric | 2 Months | 6 Months |  | Female | 28 | 42 | 24 | 60 | 0 | 73 |  |  |  | %
Hematocrit | SJ XN 3000 L | Numeric | 6 Months | 6 Years |  | Female | 33 | 42 | 24 | 60 | 0 | 73 |  |  |  | %
Hematocrit | SJ XN 3000 L | Numeric | 6 Years | 12 Years |  | Female | 35 | 45 | 24 | 60 | 0 | 73 |  |  |  | %
Hematocrit | SJ XN 3000 L | Numeric | 12 Years | 18 Years |  | Female | 36 | 46 | 24 | 60 | 0 | 73 |  |  |  | %
Hematocrit | SJ XN 3000 L | Numeric | 18 Years | 150 Years |  | Female | 37 | 47.5 | 21 | 60 | 0 | 73 |  |  |  | %
Hematocrit Spun | SJ Heme Manual | Numeric | 0 Minutes | 150 Years |  | Male | [9 empty] | %
Hematocrit Spun | SJ Heme Manual | Numeric | 0 Minutes | 150 Years |  | Female | [9 empty] | %
Hemoglobin | SJ XN 3000 L | Numeric | 0 Minutes | 14 Days |  | Male | 12.8 | 20.4 | 12 | 21 | 0 | 26 |  |  |  | g/dL
Hemoglobin | SJ XN 3000 L | Numeric | 14 Days | 2 Months |  | Male | 12.8 | 20.4 | 10 | 21 | 0 | 26 |  |  |  | g/dL
Hemoglobin | SJ XN 3000 L | Numeric | 2 Months | 6 Months |  | Male | 9.5 | 13.5 | 8 | 20 | 0 | 26 |  |  |  | g/dL
Hemoglobin | SJ XN 3000 L | Numeric | 6 Months | 2 Years |  | Male | 10.5 | 13.5 | 8 | 20 | 0 | 26 |  |  |  | g/dL
Hemoglobin | SJ XN 3000 L | Numeric | 2 Years | 12 Years |  | Male | 11.5 | 15 | 8 | 20 | 0 | 26 |  |  |  | g/dL
Hemoglobin | SJ XN 3000 L | Numeric | 12 Years | 18 Years |  | Male | 13 | 16 | 8 | 20 | 0 | 26 |  |  |  | g/dL
Hemoglobin | SJ XN 3000 L | Numeric | 18 Years | 60 Years |  | Male | 13 | 18 | 7 | 20 | 0 | 26 |  |  |  | g/dL
Hemoglobin | SJ XN 3000 L | Numeric | 60 Years | 150 Years |  | Male | 13 | 18 | 7 | 20 | 0 | 26 |  |  |  | g/dL
Hemoglobin | SJ XN 3000 L | Numeric | 0 Minutes | 14 Days |  | Female | 12.8 | 20.4 | 12 | 21 | 0 | 26 |  |  |  | g/dL
Hemoglobin | SJ XN 3000 L | Numeric | 14 Days | 2 Months |  | Female | 12.8 | 20.4 | 10 | 21 | 0 | 26 |  |  |  | g/dL
Hemoglobin | SJ XN 3000 L | Numeric | 2 Months | 6 Months |  | Female | 9.5 | 13.5 | 8 | 20 | 0 | 26 |  |  |  | g/dL
Hemoglobin | SJ XN 3000 L | Numeric | 6 Months | 2 Years |  | Female | 10.5 | 13.5 | 8 | 20 | 0 | 26 |  |  |  | g/dL
Hemoglobin | SJ XN 3000 L | Numeric | 2 Years | 12 Years |  | Female | 11.5 | 15 | 8 | 20 | 0 | 26 |  |  |  | g/dL
Hemoglobin | SJ XN 3000 L | Numeric | 12 Years | 18 Years |  | Female | 12 | 16 | 8 | 20 | 0 | 26 |  |  |  | g/dL
Hemoglobin | SJ XN 3000 L | Numeric | 18 Years | 60 Years |  | Female | 12 | 16 | 7 | 20 | 0 | 26 |  |  |  | g/dL
Hemoglobin | SJ XN 3000 L | Numeric | 60 Years | 150 Years |  | Female | 11.5 | 16 | 7 | 20 | 0 | 26 |  |  |  | g/dL
HepB Ag Interpretation | SJ Vitros 5600 A | Interp | 0 Minutes | 150 Years |  | All
HepB Ag Interpretation | SJ Vitros 5600 A | Alpha Response | [10 empty] | Negative | X
HepB Ag Interpretation | SJ Vitros 5600 A | Alpha Response | [10 empty] | Indeterminate
HepB Ag Interpretation | SJ Vitros 5600 A | Alpha Response | [10 empty] | Positive |  | Abnormal
HepB Ag Raw | SJ Vitros 5600 A | Numeric | 0 Minutes | 150 Years |  | All |  | 1
Hgb A1c | SJ Vitros 5600 A | Numeric | 0 Minutes | 150 Years |  | All | 0 | 6 |  |  | 4 | 14 |  |  |  | %
HIV Ag/Ab Interp | SJ Vitros 5600 A | Alpha | 0 Minutes | 150 Years |  | All
HIV Ag/Ab Interp | SJ Vitros 5600 A | Alpha Response | [10 empty] | Non Reactive | X | Normal
HIV Ag/Ab Interp | SJ Vitros 5600 A | Alpha Response | [10 empty] | Reactive |  | Abnormal
HIV Ag/Ab Raw | SJ Vitros 5600 A | Numeric | 0 Minutes | 150 Years |  | All
HIV Int QC OK? | SJ Rapid Bench | Alpha | 0 Minutes | 150 Years |  | All
HIV Int QC OK? | SJ Rapid Bench | Alpha Response | [10 empty] | Yes
HIV Int QC OK? | SJ Rapid Bench | Alpha Response | [10 empty] | No
HIV-1 Antigen | SJ Rapid Bench | Alpha | 0 Minutes | 150 Years |  | All
HIV-1 Antigen | SJ Rapid Bench | Alpha Response | [10 empty] | Reactive |  | Abnormal
HIV-1 Antigen | SJ Rapid Bench | Alpha Response | [10 empty] | Non-Reactive | X | Normal
HIV-1/2 Antibody | SJ Rapid Bench | Alpha | 0 Minutes | 150 Years |  | All
HIV-1/2 Antibody | SJ Rapid Bench | Alpha Response | [10 empty] | Reactive |  | Abnormal
HIV-1/2 Antibody | SJ Rapid Bench | Alpha Response | [10 empty] | Non-Reactive | X | Normal
Hospitalized due to COVID-19? | All |  | 0 Minutes | 150 Years |  | All
Hospitalized due to COVID-19? | All | Alpha Response | [10 empty] | Yes
Hospitalized due to COVID-19? | All | Alpha Response | [10 empty] | No
Hospitalized due to COVID-19? | All | Alpha Response | [10 empty] | Unknown
Hours Collected | SJ Vitros 5600 A | Numeric | 0 Minutes | 150 Years |  | All | [9 empty] | Hours
Howell Jolly Bodies | SJ Cellavision | Alpha | 0 Minutes | 150 Years |  | All
Howell Jolly Bodies | SJ Cellavision | Alpha Response | [10 empty] | 1+ |  | Abnormal
Howell Jolly Bodies | SJ Cellavision | Alpha Response | [10 empty] | 2+ |  | Abnormal
Howell Jolly Bodies | SJ Cellavision | Alpha Response | [10 empty] | 3+ |  | Abnormal
Howell Jolly Bodies | SJ Cellavision | Alpha Response | [10 empty] | Present |  | Abnormal
Howell Jolly Bodies | SJ Cellavision | Alpha Response | [10 empty] | Footnote |  | Normal
Howell Jolly Bodies | SJ Heme Manual | Alpha | 0 Minutes | 150 Years |  | All
Howell Jolly Bodies | SJ Heme Manual | Alpha Response | [10 empty] | Present |  | Abnormal
Howell Jolly Bodies | SJ Heme Manual | Alpha Response | [10 empty] | Footnote |  | Normal
Human Metapneumovirus RNA Amp | SJ BioFire | Alpha | 0 Minutes | 150 Years |  | All
Human Metapneumovirus RNA Amp | SJ BioFire | Alpha Response | [10 empty] | Detected |  | Abnormal
Human Metapneumovirus RNA Amp | SJ BioFire | Alpha Response | [10 empty] | Not Detected | X | Normal
Human Metapneumovirus RNA Amp | SJ BioFire | Alpha Response | [10 empty] | Not Determined |  | Abnormal
Hyperseg Neutrophils | SJ Cellavision | Alpha | 0 Minutes | 150 Years |  | All
Hyperseg Neutrophils | SJ Cellavision | Alpha Response | [10 empty] | Present |  | Abnormal
Hyperseg Neutrophils | SJ Cellavision | Alpha Response | [10 empty] | Footnote |  | Normal
Hyperseg Neutrophils | SJ Heme Manual | Alpha | 0 Minutes | 150 Years |  | All
Hyperseg Neutrophils | SJ Heme Manual | Alpha Response | [10 empty] | Present |  | Abnormal
Hyperseg Neutrophils | SJ Heme Manual | Alpha Response | [10 empty] | Footnote |  | Normal
Hypochromasia | SJ Cellavision | Alpha | 0 Minutes | 150 Years |  | All
Hypochromasia | SJ Cellavision | Alpha Response | [10 empty] | Slight |  | Abnormal
Hypochromasia | SJ Cellavision | Alpha Response | [10 empty] | 1+ |  | Abnormal
Hypochromasia | SJ Cellavision | Alpha Response | [10 empty] | 2+ |  | Abnormal
Hypochromasia | SJ Cellavision | Alpha Response | [10 empty] | 3+ |  | Abnormal
Hypochromasia | SJ Cellavision | Alpha Response | [10 empty] | 4+ |  | Abnormal
Hypochromasia | SJ Cellavision | Alpha Response | [10 empty] | Footnote |  | Normal
Hypochromasia | SJ Heme Manual | Alpha | 0 Minutes | 150 Years |  | All
Hypochromasia | SJ Heme Manual | Alpha Response | [10 empty] | Slight |  | Abnormal
Hypochromasia | SJ Heme Manual | Alpha Response | [10 empty] | 1+ |  | Abnormal
Hypochromasia | SJ Heme Manual | Alpha Response | [10 empty] | 2+ |  | Abnormal
Hypochromasia | SJ Heme Manual | Alpha Response | [10 empty] | 3+ |  | Abnormal
Hypochromasia | SJ Heme Manual | Alpha Response | [10 empty] | 4+ |  | Abnormal
Hypochromasia | SJ Heme Manual | Alpha Response | [10 empty] | Footnote |  | Normal
Hypogran Platelets | SJ Cellavision | Alpha | 0 Minutes | 150 Years |  | All
Hypogran Platelets | SJ Cellavision | Alpha Response | [10 empty] | Present |  | Abnormal
Hypogran Platelets | SJ Cellavision | Alpha Response | [10 empty] | Absent | X | Normal
Hypogran Platelets | SJ Heme Manual | Alpha | 0 Minutes | 150 Years |  | All
Hypogran Platelets | SJ Heme Manual | Alpha Response | [10 empty] | Present |  | Abnormal
Hypogran Platelets | SJ Heme Manual | Alpha Response | [10 empty] | Absent | X | Normal
ICAL Dialysis | SJ RAD90 A | Numeric | 0 Minutes | 18 Years |  | All | 1.15 | 1.38 | 0.8 | 1.48 | 0.16 | 1.18 |  |  |  | mmol/L
ICAL Dialysis | SJ RAD90 A | Numeric | 18 Years | 150 Years |  | All | 1.15 | 1.35 | 0.9 | 1.47 | 0.16 | 1.18 |  |  |  | mmol/L
Immature Granulocytes % | SJ XN 3000 L | Numeric | 0 Minutes | 150 Years |  | All | 0.1 | 0.5 |  |  | 0 | 10 |  |  |  | %
Immature Granulocytes Absolute Count | SJ XN 3000 L | Numeric | 0 Minutes | 150 Years |  | Male | 0 | 0.1 |  |  | 1 | 50 |  |  |  | 10^3/uL
Immature Granulocytes Absolute Count | SJ XN 3000 L | Numeric | 0 Minutes | 150 Years |  | Female | 0 | 0.1 |  |  | 1 | 50 |  |  |  | 10^3/uL
IMP-Carbapenem Resistance gene | SJ BioFire | Alpha | 0 Minutes | 150 Years |  | All
IMP-Carbapenem Resistance gene | SJ BioFire | Alpha Response | [10 empty] | Detected |  | Critical
IMP-Carbapenem Resistance gene | SJ BioFire | Alpha Response | [10 empty] | Not Detected | X | Normal
IMP-Carbapenem Resistance gene | SJ BioFire | Alpha Response | [10 empty] | Not Applicable |  | Normal
IMP-Carbapenem Resistance gene | SJ BioFire | Alpha Response | [10 empty] | Not Determined |  | Normal
In ICU? | All |  | 0 Minutes | 150 Years |  | All
In ICU? | All | Alpha Response | [10 empty] | Yes
In ICU? | All | Alpha Response | [10 empty] | No
In ICU? | All | Alpha Response | [10 empty] | Unknown
Influ A Result | SJ Rapid Bench | Alpha | 0 Minutes | 150 Years |  | All
Influ A Result | SJ Rapid Bench | Alpha Response | [10 empty] | Detected |  | Abnormal
Influ A Result | SJ Rapid Bench | Alpha Response | [10 empty] | Not Detected | X
Influ A Result | SJ Rapid Bench | Alpha Response | [10 empty] | Inconclusive |  | Abnormal
Influ B Result | SJ Rapid Bench | Alpha | 0 Minutes | 150 Years |  | All
Influ B Result | SJ Rapid Bench | Alpha Response | [10 empty] | Detected |  | Abnormal
Influ B Result | SJ Rapid Bench | Alpha Response | [10 empty] | Not Detected | X
Influ B Result | SJ Rapid Bench | Alpha Response | [10 empty] | Inconclusive |  | Abnormal
Influenza A | SJ GeneXpert A | Alpha | 0 Minutes | 150 Years |  | All
Influenza A | SJ GeneXpert A | Alpha Response | [10 empty] | Detected |  | Abnormal
Influenza A | SJ GeneXpert A | Alpha Response | [10 empty] | Not Detected | X | Normal
Influenza A | SJ GeneXpert A | Alpha Response | [10 empty] | Not Determined |  | Abnormal
Influenza A H1 RNA Amp | SJ BioFire | Alpha | 0 Minutes | 150 Years |  | All
Influenza A H1 RNA Amp | SJ BioFire | Alpha Response | [10 empty] | Detected |  | Abnormal
Influenza A H1 RNA Amp | SJ BioFire | Alpha Response | [10 empty] | Not Detected | X | Normal
Influenza A H1 RNA Amp | SJ BioFire | Alpha Response | [10 empty] | Equivocal |  | Abnormal
Influenza A H1 RNA Amp | SJ BioFire | Alpha Response | [10 empty] | Not Determined |  | Abnormal
Influenza A H1-2009 RNA Amp | SJ BioFire | Alpha | 0 Minutes | 150 Years |  | All
Influenza A H1-2009 RNA Amp | SJ BioFire | Alpha Response | [10 empty] | Detected |  | Abnormal
Influenza A H1-2009 RNA Amp | SJ BioFire | Alpha Response | [10 empty] | Not Detected | X | Normal
Influenza A H1-2009 RNA Amp | SJ BioFire | Alpha Response | [10 empty] | Equivocal |  | Abnormal
Influenza A H1-2009 RNA Amp | SJ BioFire | Alpha Response | [10 empty] | Not Determined |  | Abnormal
Influenza A H3 RNA Amp | SJ BioFire | Alpha | 0 Minutes | 150 Years |  | All
Influenza A H3 RNA Amp | SJ BioFire | Alpha Response | [10 empty] | Detected |  | Abnormal
Influenza A H3 RNA Amp | SJ BioFire | Alpha Response | [10 empty] | Not Detected | X | Normal
Influenza A H3 RNA Amp | SJ BioFire | Alpha Response | [10 empty] | Equivocal |  | Abnormal
Influenza A H3 RNA Amp | SJ BioFire | Alpha Response | [10 empty] | Not Determined |  | Abnormal
Influenza A Result | SJ GeneXpert A | Alpha | 0 Minutes | 150 Years |  | All
Influenza A Result | SJ GeneXpert A | Alpha Response | [10 empty] | Not Detected | X | Normal
Influenza A Result | SJ GeneXpert A | Alpha Response | [10 empty] | Detected |  | Abnormal
Influenza A Result | SJ GeneXpert A | Alpha Response | [10 empty] | Not Determined |  | Abnormal
Influenza A RNA Amp | SJ BioFire | Alpha | 0 Minutes | 150 Years |  | All
Influenza A RNA Amp | SJ BioFire | Alpha Response | [10 empty] | Detected |  | Abnormal
Influenza A RNA Amp | SJ BioFire | Alpha Response | [10 empty] | Not Detected | X | Normal
Influenza A RNA Amp | SJ BioFire | Alpha Response | [10 empty] | Equivocal |  | Abnormal
Influenza A RNA Amp | SJ BioFire | Alpha Response | [10 empty] | Not Determined |  | Abnormal
Influenza A RNA No Subtype | SJ BioFire | Alpha | 0 Minutes | 150 Years |  | All
Influenza A RNA No Subtype | SJ BioFire | Alpha Response | [10 empty] | Detected |  | Abnormal
Influenza A RNA No Subtype | SJ BioFire | Alpha Response | [10 empty] | Not Detected | X | Normal
Influenza A RNA No Subtype | SJ BioFire | Alpha Response | [10 empty] | Not Determined |  | Abnormal
Influenza B | SJ GeneXpert A | Alpha | 0 Minutes | 150 Years |  | All
Influenza B | SJ GeneXpert A | Alpha Response | [10 empty] | Detected |  | Abnormal
Influenza B | SJ GeneXpert A | Alpha Response | [10 empty] | Not Detected | X | Normal
Influenza B | SJ GeneXpert A | Alpha Response | [10 empty] | Not Determined |  | Abnormal
Influenza B Result | SJ GeneXpert A | Alpha | 0 Minutes | 150 Years |  | All
Influenza B Result | SJ GeneXpert A | Alpha Response | [10 empty] | Not Detected | X | Normal
Influenza B Result | SJ GeneXpert A | Alpha Response | [10 empty] | Detected |  | Abnormal
Influenza B Result | SJ GeneXpert A | Alpha Response | [10 empty] | Not Determined |  | Abnormal
Influenza B RNA Amp | SJ BioFire | Alpha | 0 Minutes | 150 Years |  | All
Influenza B RNA Amp | SJ BioFire | Alpha Response | [10 empty] | Detected |  | Abnormal
Influenza B RNA Amp | SJ BioFire | Alpha Response | [10 empty] | Not Detected | X | Normal
Influenza B RNA Amp | SJ BioFire | Alpha Response | [10 empty] | Not Determined |  | Abnormal
INR | SJ ACL A | Numeric | 0 Minutes | 18 Years |  | Male |  | 3.5 |  | 4.5 | 0 | 9.7
INR | SJ ACL A | Numeric | 18 Years | 150 Years |  | Male |  | 3.5 |  | 4.9 | 0 | 9.7
INR | SJ ACL A | Numeric | 0 Minutes | 18 Years |  | Female |  | 3.5 |  | 4.5 | 0 | 9.7
INR | SJ ACL A | Numeric | 18 Years | 150 Years |  | Female |  | 3.5 |  | 4.9 | 0 | 9.7
Iron | SJ Vitros 5600 A | Numeric | 0 Minutes | 150 Years |  | Male | 49 | 181 |  |  | 10.1 | 1800 |  |  |  | ug/dL
Iron | SJ Vitros 5600 A | Numeric | 0 Minutes | 150 Years |  | Female | 37 | 170 |  |  | 10.1 | 1800 |  |  |  | ug/dL
Iron Saturation | SJ Vitros 5600 A | Calculation | 0 Minutes | 150 Years |  | Male | 20 | 50 | [7 empty] | %
Iron Saturation | SJ Vitros 5600 A | Calculation | 0 Minutes | 150 Years |  | Female | 15 | 50 | [7 empty] | %
KB Low Pos Control | SJ Heme Manual | Alpha | 0 Minutes | 150 Years |  | All
KB Low Pos Control | SJ Heme Manual | Alpha Response | [10 empty] | Negative |  | Abnormal
KB Low Pos Control | SJ Heme Manual | Alpha Response | [10 empty] | Positive
KB Neg Control | SJ Heme Manual | Alpha | 0 Minutes | 150 Years |  | All
KB Neg Control | SJ Heme Manual | Alpha Response | [10 empty] | Negative
KB Neg Control | SJ Heme Manual | Alpha Response | [10 empty] | Positive |  | Abnormal
KB Pos Control | SJ Heme Manual | Alpha | 0 Minutes | 150 Years |  | All
KB Pos Control | SJ Heme Manual | Alpha Response | [10 empty] | Negative |  | Abnormal
KB Pos Control | SJ Heme Manual | Alpha Response | [10 empty] | Positive
Klebsiella aerogenes PCR | SJ BioFire | Alpha | 0 Minutes | 150 Years |  | All
Klebsiella aerogenes PCR | SJ BioFire | Alpha Response | [10 empty] | Detected |  | Critical
Klebsiella aerogenes PCR | SJ BioFire | Alpha Response | [10 empty] | Not Detected | X | Normal
Klebsiella aerogenes PCR | SJ BioFire | Alpha Response | [10 empty] | Not Determined |  | Normal
Klebsiella oxytoca PCR | SJ BioFire | Alpha | 0 Minutes | 150 Years |  | All
Klebsiella oxytoca PCR | SJ BioFire | Alpha Response | [10 empty] | Detected |  | Critical
Klebsiella oxytoca PCR | SJ BioFire | Alpha Response | [10 empty] | Not Detected | X | Normal
Klebsiella oxytoca PCR | SJ BioFire | Alpha Response | [10 empty] | Not Determined |  | Normal
Klebsiella pneumoniae group PCR | SJ BioFire | Alpha | 0 Minutes | 150 Years |  | All
Klebsiella pneumoniae group PCR | SJ BioFire | Alpha Response | [10 empty] | Detected |  | Critical
Klebsiella pneumoniae group PCR | SJ BioFire | Alpha Response | [10 empty] | Not Detected | X | Normal
Klebsiella pneumoniae group PCR | SJ BioFire | Alpha Response | [10 empty] | Not Determined |  | Normal
KPC-Carbapenem Resistance gene | SJ BioFire | Alpha | 0 Minutes | 150 Years |  | All
KPC-Carbapenem Resistance gene | SJ BioFire | Alpha Response | [10 empty] | Detected |  | Critical
KPC-Carbapenem Resistance gene | SJ BioFire | Alpha Response | [10 empty] | Not Detected | X | Normal
KPC-Carbapenem Resistance gene | SJ BioFire | Alpha Response | [10 empty] | Not Applicable |  | Normal
KPC-Carbapenem Resistance gene | SJ BioFire | Alpha Response | [10 empty] | Not Determined |  | Normal
Lactic Acid Lvl | SJ Vitros 5600 A | Numeric | 0 Minutes | 150 Years |  | All | 0.5 | 2 |  | 2.5 | 0.5 | 240 |  |  |  | mmol/L
Large Platelets | SJ Cellavision | Alpha | 0 Minutes | 150 Years |  | All
Large Platelets | SJ Cellavision | Alpha Response | [10 empty] | Present |  | Abnormal
Large Platelets | SJ Cellavision | Alpha Response | [10 empty] | Absent | X | Normal
Large Platelets | SJ Cellavision | Alpha Response | [10 empty] | Present |  | Abnormal
Large Platelets | SJ Heme Manual | Alpha | 0 Minutes | 150 Years |  | All
Large Platelets | SJ Heme Manual | Alpha Response | [10 empty] | Present |  | Abnormal
Large Platelets | SJ Heme Manual | Alpha Response | [10 empty] | Absent | X | Normal
LDH | SJ Vitros 5600 A | Numeric | 0 Minutes | 7 Years |  | Male | 470 | 920 |  |  | 41 | 10000 |  |  |  | units/L
LDH | SJ Vitros 5600 A | Numeric | 7 Years | 14 Years |  | Male | 420 | 750 |  |  | 41 | 10000 |  |  |  | units/L
LDH | SJ Vitros 5600 A | Numeric | 14 Years | 16 Years |  | Male | 360 | 730 |  |  | 41 | 10000 |  |  |  | units/L
LDH | SJ Vitros 5600 A | Numeric | 16 Years | 19 Years |  | Male | 340 | 670 |  |  | 41 | 10000 |  |  |  | units/L
LDH | SJ Vitros 5600 A | Numeric | 19 Years | 150 Years |  | Male | 120 | 246 |  |  | 41 | 10000 |  |  |  | units/L
LDH | SJ Vitros 5600 A | Numeric | 0 Minutes | 7 Years |  | Female | 470 | 920 |  |  | 41 | 10000 |  |  |  | units/L
LDH | SJ Vitros 5600 A | Numeric | 7 Years | 14 Years |  | Female | 420 | 750 |  |  | 41 | 10000 |  |  |  | units/L
LDH | SJ Vitros 5600 A | Numeric | 14 Years | 16 Years |  | Female | 360 | 730 |  |  | 41 | 10000 |  |  |  | units/L
LDH | SJ Vitros 5600 A | Numeric | 16 Years | 19 Years |  | Female | 340 | 670 |  |  | 41 | 10000 |  |  |  | units/L
LDH | SJ Vitros 5600 A | Numeric | 19 Years | 150 Years |  | Female | 120 | 246 |  |  | 41 | 10000 |  |  |  | units/L
LDL | SJ Vitros 5600 A | Calculation | 0 Minutes | 150 Years |  | Male |  | 100 |  |  | 30 | 3500 |  |  |  | mg/dL
LDL | SJ Vitros 5600 A | Calculation | 0 Minutes | 150 Years |  | Female |  | 100 |  |  | 30 | 3500 |  |  |  | mg/dL
LDL Direct Chol | SJ Vitros 5600 A | Numeric | 0 Minutes | 150 Years |  | Male |  | 100 |  |  | 30 | 3500 |  |  |  | mg/dL
LDL Direct Chol | SJ Vitros 5600 A | Numeric | 0 Minutes | 150 Years |  | Female |  | 100 |  |  | 30 | 3500 |  |  |  | mg/dL
Legionella Ag Urine | SJ Rapid Bench | Alpha | 0 Minutes | 150 Years |  | All
Legionella Ag Urine | SJ Rapid Bench | Alpha Response | [10 empty] | Positive |  | Abnormal
Legionella Ag Urine | SJ Rapid Bench | Alpha Response | [10 empty] | Negative | X
Lipase | SJ Vitros 5600 A | Numeric | 0 Minutes | 150 Years |  | Male | 23 | 300 |  |  | 10 | 20000 |  |  |  | units/L
Lipase | SJ Vitros 5600 A | Numeric | 0 Minutes | 150 Years |  | Female | 23 | 300 |  |  | 10 | 20000 |  |  |  | units/L
Listeria monocytogenes PCR | SJ BioFire | Alpha | 0 Minutes | 150 Years |  | All
Listeria monocytogenes PCR | SJ BioFire | Alpha Response | [10 empty] | Detected |  | Critical
Listeria monocytogenes PCR | SJ BioFire | Alpha Response | [10 empty] | Not Detected | X | Normal
Listeria monocytogenes PCR | SJ BioFire | Alpha Response | [10 empty] | Not Determined |  | Normal
Lithium Level | SJ Vitros 5600 A | Numeric | 0 Minutes | 150 Years |  | All | 0.6 | 1.2 |  | 1.8 | 0.2 | 8 |  |  |  | mmol/L
Lymph Abs | SJ Immuno Manual | Numeric | 0 Minutes | 150 Years |  | All | 2000 | 12300 | [7 empty] | cells/uL
Lymphocyte % | SJ XN 3000 L | Numeric | 0 Minutes | 5 Years |  | Male | 35 | 75 | [7 empty] | %
Lymphocyte % | SJ XN 3000 L | Numeric | 5 Years | 14 Years |  | Male | 25 | 55 | [7 empty] | %
Lymphocyte % | SJ XN 3000 L | Numeric | 14 Years | 150 Years |  | Male | 22 | 44 | [7 empty] | %
Lymphocyte % | SJ XN 3000 L | Numeric | 0 Minutes | 5 Years |  | Female | 35 | 75 | [7 empty] | %
Lymphocyte % | SJ XN 3000 L | Numeric | 5 Years | 14 Years |  | Female | 25 | 55 | [7 empty] | %
Lymphocyte % | SJ XN 3000 L | Numeric | 14 Years | 150 Years |  | Female | 22 | 44 | [7 empty] | %
Lymphocyte Absolute Count | SJ XN 3000 L | Numeric | 0 Minutes | 5 Years |  | Male | 2 | 12 | [7 empty] | 10^3/uL
Lymphocyte Absolute Count | SJ XN 3000 L | Numeric | 5 Years | 14 Years |  | Male | 1 | 8.1 | [7 empty] | 10^3/uL
Lymphocyte Absolute Count | SJ XN 3000 L | Numeric | 14 Years | 150 Years |  | Male | 0.7 | 5.1 | [7 empty] | 10^3/uL
Lymphocyte Absolute Count | SJ XN 3000 L | Numeric | 0 Minutes | 5 Years |  | Female | 2 | 12 | [7 empty] | 10^3/uL
Lymphocyte Absolute Count | SJ XN 3000 L | Numeric | 5 Years | 14 Years |  | Female | 1 | 8.1 | [7 empty] | 10^3/uL
Lymphocyte Absolute Count | SJ XN 3000 L | Numeric | 14 Years | 150 Years |  | Female | 0.7 | 5.1 | [7 empty] | 10^3/uL
Lymphocytes | SJ Cellavision | Numeric | 0 Minutes | 1 Years |  | Male | 40 | 75 | [7 empty] | %
Lymphocytes | SJ Cellavision | Numeric | 1 Years | 5 Years |  | Male | 35 | 75 | [7 empty] | %
Lymphocytes | SJ Cellavision | Numeric | 5 Years | 14 Years |  | Male | 25 | 55 | [7 empty] | %
Lymphocytes | SJ Cellavision | Numeric | 14 Years | 150 Years |  | Male | 22 | 44 | [7 empty] | %
Lymphocytes | SJ Cellavision | Numeric | 0 Minutes | 1 Years |  | Female | 40 | 75 | [7 empty] | %
Lymphocytes | SJ Cellavision | Numeric | 1 Years | 5 Years |  | Female | 35 | 75 | [7 empty] | %
Lymphocytes | SJ Cellavision | Numeric | 5 Years | 14 Years |  | Female | 25 | 55 | [7 empty] | %
Lymphocytes | SJ Cellavision | Numeric | 14 Years | 150 Years |  | Female | 22 | 44 | [7 empty] | %
Lymphocytes | SJ Heme Manual | Numeric | 0 Minutes | 1 Years |  | Male | 40 | 75 | [7 empty] | %
Lymphocytes | SJ Heme Manual | Numeric | 1 Years | 5 Years |  | Male | 35 | 75 | [7 empty] | %
Lymphocytes | SJ Heme Manual | Numeric | 5 Years | 14 Years |  | Male | 25 | 55 | [7 empty] | %
Lymphocytes | SJ Heme Manual | Numeric | 14 Years | 150 Years |  | Male | 22 | 44 | [7 empty] | %
Lymphocytes | SJ Heme Manual | Numeric | 0 Minutes | 1 Years |  | Female | 40 | 75 | [7 empty] | %
Lymphocytes | SJ Heme Manual | Numeric | 1 Years | 5 Years |  | Female | 35 | 75 | [7 empty] | %
Lymphocytes | SJ Heme Manual | Numeric | 5 Years | 14 Years |  | Female | 25 | 55 | [7 empty] | %
Lymphocytes | SJ Heme Manual | Numeric | 14 Years | 150 Years |  | Female | 22 | 44 | [7 empty] | %
M. pneumoniae DNA Amp | SJ BioFire | Alpha | 0 Minutes | 150 Years |  | All
M. pneumoniae DNA Amp | SJ BioFire | Alpha Response | [10 empty] | Detected |  | Abnormal
M. pneumoniae DNA Amp | SJ BioFire | Alpha Response | [10 empty] | Not Detected | X | Normal
M. pneumoniae DNA Amp | SJ BioFire | Alpha Response | [10 empty] | Not Determined |  | Abnormal
Macrocytes | SJ Cellavision | Alpha | 0 Minutes | 150 Years |  | All
Macrocytes | SJ Cellavision | Alpha Response | [10 empty] | Slight |  | Abnormal
Macrocytes | SJ Cellavision | Alpha Response | [10 empty] | 1+ |  | Abnormal
Macrocytes | SJ Cellavision | Alpha Response | [10 empty] | 2+ |  | Abnormal
Macrocytes | SJ Cellavision | Alpha Response | [10 empty] | 3+ |  | Abnormal
Macrocytes | SJ Cellavision | Alpha Response | [10 empty] | 4+ |  | Abnormal
Macrocytes | SJ Cellavision | Alpha Response | [10 empty] | Footnote |  | Normal
Macrocytes | SJ Heme Manual | Alpha | 0 Minutes | 150 Years |  | All
Macrocytes | SJ Heme Manual | Alpha Response | [10 empty] | Slight |  | Abnormal
Macrocytes | SJ Heme Manual | Alpha Response | [10 empty] | 1+ |  | Abnormal
Macrocytes | SJ Heme Manual | Alpha Response | [10 empty] | 2+ |  | Abnormal
Macrocytes | SJ Heme Manual | Alpha Response | [10 empty] | 3+ |  | Abnormal
Macrocytes | SJ Heme Manual | Alpha Response | [10 empty] | 4+ |  | Abnormal
Macrocytes | SJ Heme Manual | Alpha Response | [10 empty] | Footnote |  | Normal
Magnesium | SJ Vitros 5600 A | Numeric | 0 Minutes | 2 Months |  | Male | 1.6 | 2.3 | 1.5 | 6 | 0.2 | 40 |  |  |  | mg/dL
Magnesium | SJ Vitros 5600 A | Alpha Response | [10 empty] | Hemolyzed |  | Critical
Magnesium | SJ Vitros 5600 A | Alpha Response | [10 empty] | Icteric |  | Critical
Magnesium | SJ Vitros 5600 A | Alpha Response | [10 empty] | Lipemic |  | Critical
Magnesium | SJ Vitros 5600 A | Numeric | 2 Months | 150 Years |  | Male | 1.6 | 2.3 | 1.4 | 5.9 | 0.2 | 40 |  |  |  | mg/dL
Magnesium | SJ Vitros 5600 A | Alpha Response | [10 empty] | Hemolyzed |  | Critical
Magnesium | SJ Vitros 5600 A | Alpha Response | [10 empty] | Icteric |  | Critical
Magnesium | SJ Vitros 5600 A | Alpha Response | [10 empty] | Lipemic |  | Critical
Magnesium | SJ Vitros 5600 A | Numeric | 0 Minutes | 2 Months |  | Female | 1.6 | 2.3 | 1.5 | 6 | 0.2 | 40 |  |  |  | mg/dL
Magnesium | SJ Vitros 5600 A | Alpha Response | [10 empty] | Hemolyzed |  | Critical
Magnesium | SJ Vitros 5600 A | Alpha Response | [10 empty] | Icteric |  | Critical
Magnesium | SJ Vitros 5600 A | Alpha Response | [10 empty] | Lipemic |  | Critical
Magnesium | SJ Vitros 5600 A | Numeric | 2 Months | 150 Years |  | Female | 1.6 | 2.3 | 1.4 | 5.9 | 0.2 | 40 |  |  |  | mg/dL
Magnesium | SJ Vitros 5600 A | Alpha Response | [10 empty] | Hemolyzed |  | Critical
Magnesium | SJ Vitros 5600 A | Alpha Response | [10 empty] | Icteric |  | Critical
Magnesium | SJ Vitros 5600 A | Alpha Response | [10 empty] | Lipemic |  | Critical
Malaria Percent | SJ Heme Manual | Calculation | 0 Minutes | 150 Years |  | All | [9 empty] | %
Malaria Smear | SJ Heme Manual | Alpha | 0 Minutes | 150 Years |  | All
Malaria Smear | SJ Heme Manual | Alpha Response | [10 empty] | Negative
Malaria Smear | SJ Heme Manual | Alpha Response | [10 empty] | Positive
Malb Timed Hr Urine | SJ Vitros 5600 A | Calculation | 0 Minutes | 150 Years |  | All | [9 empty] | mg/24 hour
Malb Timed Min Urine | SJ Vitros 5600 A | Calculation | 0 Minutes | 150 Years |  | All | [9 empty] | mcg/min
Malb/Creat Random Urine | SJ Vitros 5600 A | Calculation | 0 Minutes | 150 Years |  | Male | 0 | 13.2
Malb/Creat Random Urine | SJ Vitros 5600 A | Calculation | 0 Minutes | 150 Years |  | Female | 0 | 13.2
Manual Diff? | SJ Cellavision | Alpha | 0 Minutes | 150 Years |  | All
Manual Diff? | SJ Cellavision | Alpha Response | [10 empty] | No
Manual Diff? | SJ Cellavision | Alpha Response | [10 empty] | Yes
Manual Diff? | SJ Cellavision | Alpha Response | [10 empty] | Auto + Morph
Manual Diff? | SJ XN 3000 L | Alpha | 0 Minutes | 150 Years |  | All
Manual Diff? | SJ XN 3000 L | Alpha Response | [10 empty] | No
Manual Diff? | SJ XN 3000 L | Alpha Response | [10 empty] | Yes
Manual Diff? | SJ XN 3000 L | Alpha Response | [10 empty] | Auto + Morph
MCH | SJ XN 3000 L | Numeric | 0 Minutes | 1 Months |  | Male | 30 | 39 | [7 empty] | pg
MCH | SJ XN 3000 L | Numeric | 1 Months | 2 Months |  | Male | 28 | 36 | [7 empty] | pg
MCH | SJ XN 3000 L | Numeric | 2 Months | 3 Months |  | Male | 27 | 36 | [7 empty] | pg
MCH | SJ XN 3000 L | Numeric | 3 Months | 6 Months |  | Male | 25 | 35 | [7 empty] | pg
MCH | SJ XN 3000 L | Numeric | 6 Months | 2 Years |  | Male | 25 | 31 | [7 empty] | pg
MCH | SJ XN 3000 L | Numeric | 2 Years | 6 Years |  | Male | 25 | 30 | [7 empty] | pg
MCH | SJ XN 3000 L | Numeric | 6 Years | 12 Years |  | Male | 26 | 33 | [7 empty] | pg
MCH | SJ XN 3000 L | Numeric | 12 Years | 150 Years |  | Male | 26 | 34 | [7 empty] | pg
MCH | SJ XN 3000 L | Numeric | 0 Minutes | 1 Months |  | Female | 30 | 39 | [7 empty] | pg
MCH | SJ XN 3000 L | Numeric | 1 Months | 2 Months |  | Female | 28 | 36 | [7 empty] | pg
MCH | SJ XN 3000 L | Numeric | 2 Months | 3 Months |  | Female | 27 | 36 | [7 empty] | pg
MCH | SJ XN 3000 L | Numeric | 3 Months | 6 Months |  | Female | 25 | 35 | [7 empty] | pg
MCH | SJ XN 3000 L | Numeric | 6 Months | 2 Years |  | Female | 25 | 31 | [7 empty] | pg
MCH | SJ XN 3000 L | Numeric | 2 Years | 6 Years |  | Female | 25 | 30 | [7 empty] | pg
MCH | SJ XN 3000 L | Numeric | 6 Years | 12 Years |  | Female | 26 | 33 | [7 empty] | pg
MCH | SJ XN 3000 L | Numeric | 12 Years | 150 Years |  | Female | 26 | 34 | [7 empty] | pg
MCHC | SJ XN 3000 L | Numeric | 0 Minutes | 1 Months |  | Male | 29 | 35 | [7 empty] | g/dL
MCHC | SJ XN 3000 L | Numeric | 1 Months | 150 Years |  | Male | 30 | 36.5 | [7 empty] | g/dL
MCHC | SJ XN 3000 L | Numeric | 0 Minutes | 1 Months |  | Female | 29 | 35 | [7 empty] | g/dL
MCHC | SJ XN 3000 L | Numeric | 1 Months | 150 Years |  | Female | 30 | 36.5 | [7 empty] | g/dL
MCHC Check | SJ XN 3000 L | Numeric | 0 Minutes | 1 Months |  | All | 29 | 35 |  |  | 29 | 37 |  |  |  | g/dL
MCHC Check | SJ XN 3000 L | Numeric | 1 Months | 150 Years |  | All | 30 | 36.5 |  |  | 29 | 37 |  |  |  | g/dL
mcr-1-Colistin Resistance gene | SJ BioFire | Alpha | 0 Minutes | 150 Years |  | All
mcr-1-Colistin Resistance gene | SJ BioFire | Alpha Response | [10 empty] | Detected |  | Critical
mcr-1-Colistin Resistance gene | SJ BioFire | Alpha Response | [10 empty] | Not Detected | X | Normal
mcr-1-Colistin Resistance gene | SJ BioFire | Alpha Response | [10 empty] | Not Applicable |  | Normal
mcr-1-Colistin Resistance gene | SJ BioFire | Alpha Response | [10 empty] | Not Determined |  | Normal
MCV | SJ XN 3000 L | Numeric | 0 Minutes | 1 Months |  | Male | 90 | 125 | [7 empty] | fL
MCV | SJ XN 3000 L | Numeric | 1 Months | 3 Months |  | Male | 80 | 115 | [7 empty] | fL
MCV | SJ XN 3000 L | Numeric | 3 Months | 6 Months |  | Male | 76 | 108 | [7 empty] | fL
MCV | SJ XN 3000 L | Numeric | 6 Months | 6 Years |  | Male | 76 | 86 | [7 empty] | fL
MCV | SJ XN 3000 L | Numeric | 6 Years | 150 Years |  | Male | 80 | 99 | [7 empty] | fL
MCV | SJ XN 3000 L | Numeric | 0 Minutes | 1 Months |  | Female | 90 | 125 | [7 empty] | fL
MCV | SJ XN 3000 L | Numeric | 1 Months | 3 Months |  | Female | 80 | 115 | [7 empty] | fL
MCV | SJ XN 3000 L | Numeric | 3 Months | 6 Months |  | Female | 76 | 108 | [7 empty] | fL
MCV | SJ XN 3000 L | Numeric | 6 Months | 6 Years |  | Female | 76 | 86 | [7 empty] | fL
MCV | SJ XN 3000 L | Numeric | 6 Years | 150 Years |  | Female | 80 | 99 | [7 empty] | fL
mecA+C+MREJ(MRSA)-Methicillin Resistance | SJ BioFire |  | 0 Minutes | 150 Years |  | All
mecA+C+MREJ(MRSA)-Methicillin Resistance | SJ BioFire | Alpha Response | [10 empty] | Detected |  | Critical
mecA+C+MREJ(MRSA)-Methicillin Resistance | SJ BioFire | Alpha Response | [10 empty] | Not Detected | X | Normal
mecA+C+MREJ(MRSA)-Methicillin Resistance | SJ BioFire | Alpha Response | [10 empty] | Not Applicable |  | Normal
mecA+C+MREJ(MRSA)-Methicillin Resistance | SJ BioFire | Alpha Response | [10 empty] | Not Determined |  | Normal
mecA+C-Methicillin Resistance genes | SJ BioFire |  | 0 Minutes | 150 Years |  | All
mecA+C-Methicillin Resistance genes | SJ BioFire | Alpha Response | [10 empty] | Detected |  | Critical
mecA+C-Methicillin Resistance genes | SJ BioFire | Alpha Response | [10 empty] | Not Detected | X | Normal
mecA+C-Methicillin Resistance genes | SJ BioFire | Alpha Response | [10 empty] | Not Applicable |  | Normal
mecA+C-Methicillin Resistance genes | SJ BioFire | Alpha Response | [10 empty] | Not Determined |  | Normal
Megakaryocytic Fragment | SJ Cellavision | Numeric | 0 Minutes | 150 Years |  | All |  | 0 | [7 empty] | %
Megakaryocytic Fragment | SJ Heme Manual | Numeric | 0 Minutes | 150 Years |  | All
Metamyelocyte | SJ Cellavision | Numeric | 0 Minutes | 150 Years |  | Male |  | 0 | [7 empty] | %
Metamyelocyte | SJ Cellavision | Numeric | 0 Minutes | 150 Years |  | Female |  | 0 | [7 empty] | %
Metamyelocyte | SJ Heme Manual | Numeric | 0 Minutes | 150 Years |  | Male
Metamyelocyte | SJ Heme Manual | Numeric | 0 Minutes | 150 Years |  | Female
Methadone Urine Screen | SJ Vitros 5600 A | Alpha | 0 Minutes | 150 Years |  | All
Methadone Urine Screen | SJ Vitros 5600 A | Alpha Response | [10 empty] | Negative | X | Normal
Methadone Urine Screen | SJ Vitros 5600 A | Alpha Response | [10 empty] | Positive |  | Abnormal
Methadone Urine Screen | SJ Vitros 5600 A | Alpha Response | [10 empty] | Invalid |  | Normal
Methadone Urine Screen | SJ Vitros 5600 A | Alpha Response | [10 empty] | Mislabeled |  | Normal
Methadone Urine Screen | SJ Vitros 5600 A | Alpha Response | [10 empty] | QNS |  | Normal
Methadone Urine Screen | SJ Vitros 5600 A | Alpha Response | [10 empty] | See Note |  | Normal
Methemoglobin | SJ RAD90 A | Numeric | 0 Minutes | 150 Years |  | All | 0.4 | 1.5 |  | 5 | 0.1 | 29.9 |  |  |  | %
Microalb Urine | SJ Vitros 5600 A | Numeric | 0 Minutes | 150 Years |  | All |  | 16.7 |  |  | 6 | 1140 |  |  |  | mg/L
Microcytes | SJ Cellavision | Alpha | 0 Minutes | 150 Years |  | All
Microcytes | SJ Cellavision | Alpha Response | [10 empty] | Slight |  | Abnormal
Microcytes | SJ Cellavision | Alpha Response | [10 empty] | 1+ |  | Abnormal
Microcytes | SJ Cellavision | Alpha Response | [10 empty] | 2+ |  | Abnormal
Microcytes | SJ Cellavision | Alpha Response | [10 empty] | 3+ |  | Abnormal
Microcytes | SJ Cellavision | Alpha Response | [10 empty] | 4+ |  | Abnormal
Microcytes | SJ Cellavision | Alpha Response | [10 empty] | Footnote |  | Normal
Microcytes | SJ Heme Manual | Alpha | 0 Minutes | 150 Years |  | All
Microcytes | SJ Heme Manual | Alpha Response | [10 empty] | Slight |  | Abnormal
Microcytes | SJ Heme Manual | Alpha Response | [10 empty] | 1+ |  | Abnormal
Microcytes | SJ Heme Manual | Alpha Response | [10 empty] | 2+ |  | Abnormal
Microcytes | SJ Heme Manual | Alpha Response | [10 empty] | 3+ |  | Abnormal
Microcytes | SJ Heme Manual | Alpha Response | [10 empty] | 4+ |  | Abnormal
Microcytes | SJ Heme Manual | Alpha Response | [10 empty] | Footnote |  | Normal
Minimum RhIG vials | SJ Heme Manual | Calculation | 0 Minutes | 150 Years |  | All
Mix Ven COHB | SJ RAD90 A | Numeric | 0 Minutes | 150 Years |  | All | 0.1 | 2 | 0 | 6 | 0.5 | 50.1 |  |  |  | %
Mix Ven Meth HB | SJ RAD90 A | Numeric | 0 Minutes | 150 Years |  | All |  |  |  |  | 0.1 | 29.9 |  |  |  | %
Mix Ven O2 HB | SJ RAD90 A | Numeric | 0 Minutes | 150 Years |  | All |  |  |  |  | 2.1 | 98.9 |  |  |  | %
Mix Ven O2 Sat | SJ RAD90 A | Numeric | 0 Minutes | 150 Years |  | All | 65 | 76 |  |  | 4.7 | 99.4 |  |  |  | %
Mix Ven THB | SJ RAD90 A | Numeric | 0 Minutes | 1 Months |  | Male | 12.8 | 20.4 | 6 | 25 | 4.9 | 22.9 |  |  |  | g/dL
Mix Ven THB | SJ RAD90 A | Numeric | 1 Months | 2 Months |  | Male | 10 | 18 | 6 | 23 | 4.9 | 22.9 |  |  |  | g/dL
Mix Ven THB | SJ RAD90 A | Numeric | 2 Months | 3 Months |  | Male | 9 | 14 | 6 | 20 | 4.9 | 22.9 |  |  |  | g/dL
Mix Ven THB | SJ RAD90 A | Numeric | 3 Months | 6 Months |  | Male | 9.5 | 13.5 | 6 | 20 | 4.9 | 22.9 |  |  |  | g/dL
Mix Ven THB | SJ RAD90 A | Numeric | 6 Months | 2 Years |  | Male | 10.5 | 13.5 | 6 | 20 | 4.9 | 22.9 |  |  |  | g/dL
Mix Ven THB | SJ RAD90 A | Numeric | 2 Years | 6 Years |  | Male | 11.5 | 14 | 6 | 20 | 4.9 | 22.9 |  |  |  | g/dL
Mix Ven THB | SJ RAD90 A | Numeric | 6 Years | 12 Years |  | Male | 11.5 | 15 | 6 | 20 | 4.9 | 22.9 |  |  |  | g/dL
Mix Ven THB | SJ RAD90 A | Numeric | 12 Years | 18 Years |  | Male | 13 | 16 | 6 | 20 | 4.9 | 22.9 |  |  |  | g/dL
Mix Ven THB | SJ RAD90 A | Numeric | 18 Years | 60 Years |  | Male | 13.5 | 16 | 6 | 20 | 4.9 | 22.9 |  |  |  | g/dL
Mix Ven THB | SJ RAD90 A | Numeric | 60 Years | 150 Years |  | Male | 13 | 18 | 6 | 20 | 4.9 | 22.9 |  |  |  | g/dL
Mix Ven THB | SJ RAD90 A | Numeric | 0 Minutes | 1 Months |  | Female | 12.8 | 20.4 | 6 | 25 | 4.9 | 22.9 |  |  |  | g/dL
Mix Ven THB | SJ RAD90 A | Numeric | 1 Months | 2 Months |  | Female | 10 | 18 | 6 | 23 | 4.9 | 22.9 |  |  |  | g/dL
Mix Ven THB | SJ RAD90 A | Numeric | 2 Months | 3 Months |  | Female | 9 | 14 | 6 | 20 | 4.9 | 22.9 |  |  |  | g/dL
Mix Ven THB | SJ RAD90 A | Numeric | 3 Months | 6 Months |  | Female | 9.5 | 13.5 | 6 | 20 | 4.9 | 22.9 |  |  |  | g/dL
Mix Ven THB | SJ RAD90 A | Numeric | 6 Months | 2 Years |  | Female | 10.5 | 13.5 | 6 | 20 | 4.9 | 22.9 |  |  |  | g/dL
Mix Ven THB | SJ RAD90 A | Numeric | 2 Years | 6 Years |  | Female | 11.5 | 14 | 6 | 20 | 4.9 | 22.9 |  |  |  | g/dL
Mix Ven THB | SJ RAD90 A | Numeric | 6 Years | 12 Years |  | Female | 11.5 | 15 | 6 | 20 | 4.9 | 22.9 |  |  |  | g/dL
Mix Ven THB | SJ RAD90 A | Numeric | 12 Years | 18 Years |  | Female | 12 | 16 | 6 | 20 | 4.9 | 22.9 |  |  |  | g/dL
Mix Ven THB | SJ RAD90 A | Numeric | 18 Years | 60 Years |  | Female | 12 | 16 | 6 | 20 | 4.9 | 22.9 |  |  |  | g/dL
Mix Ven THB | SJ RAD90 A | Numeric | 60 Years | 150 Years |  | Female | 11.5 | 16 | 6 | 20 | 4.9 | 22.9 |  |  |  | g/dL
Mix Ven Vol O2 | SJ RAD90 A | Numeric | 0 Minutes | 150 Years |  | All | [9 empty] | %
mLs of Bleed | SJ Heme Manual | Calculation | 0 Minutes | 150 Years |  | All | [9 empty] | mL
Mono Screen | SJ Heme Manual | Alpha | 0 Minutes | 150 Years |  | All
Mono Screen | SJ Heme Manual | Alpha Response | [10 empty] | Nonreactive | X | Normal
Mono Screen | SJ Heme Manual | Alpha Response | [10 empty] | Reactive |  | Abnormal
Monocyte % | SJ XN 3000 L | Numeric | 0 Minutes | 150 Years |  | Male | 0 | 9 | [7 empty] | %
Monocyte % | SJ XN 3000 L | Numeric | 0 Minutes | 150 Years |  | Female | 0 | 9 | [7 empty] | %
Monocyte Absolute Count | SJ XN 3000 L | Numeric | 0 Minutes | 150 Years |  | Male | 0 | 9 | [7 empty] | 10^3/uL
Monocyte Absolute Count | SJ XN 3000 L | Numeric | 0 Minutes | 150 Years |  | Female | 0 | 9 | [7 empty] | 10^3/uL
Monocytes | SJ Cellavision | Numeric | 0 Minutes | 150 Years |  | Male | 0 | 9 | [7 empty] | %
Monocytes | SJ Cellavision | Numeric | 0 Minutes | 150 Years |  | Female | 0 | 9 | [7 empty] | %
Monocytes | SJ Heme Manual | Numeric | 0 Minutes | 150 Years |  | Male | 0 | 9 | [7 empty] | %
Monocytes | SJ Heme Manual | Numeric | 0 Minutes | 150 Years |  | Female | 0 | 9 | [7 empty] | %
MPV | SJ XN 3000 L | Numeric | 0 Minutes | 150 Years |  | Male | 8.8 | 11.5 | [7 empty] | fL
MPV | SJ XN 3000 L | Numeric | 0 Minutes | 150 Years |  | Female | 8.8 | 11.5 | [7 empty] | fL
MRSA Methicillin Resistance genes | SJ BioFire | Alpha | 0 Minutes | 150 Years |  | All
MRSA Methicillin Resistance genes | SJ BioFire | Alpha Response | [10 empty] | Detected |  | Critical
MRSA Methicillin Resistance genes | SJ BioFire | Alpha Response | [10 empty] | Not Detected | X | Normal
MRSA Methicillin Resistance genes | SJ BioFire | Alpha Response | [10 empty] | Not Applicable |  | Normal
MRSA Methicillin Resistance genes | SJ BioFire | Alpha Response | [10 empty] | Not Determined |  | Normal
MRSA PCR | SJ GeneXpert A | Alpha | 0 Minutes | 150 Years |  | All
MRSA PCR | SJ GeneXpert A | Alpha Response | [10 empty] | Negative
MRSA PCR | SJ GeneXpert A | Alpha Response | [10 empty] | Positive |  | Abnormal
MRSA PCR | SJ GeneXpert A | Alpha Response | [10 empty] | Indeterminant |  | Abnormal
MRSA PCR | SJ MM Manual | Alpha | 0 Minutes | 150 Years |  | All
MRSA PCR | SJ MM Manual | Alpha Response | [10 empty] | Negative | X
MRSA PCR | SJ MM Manual | Alpha Response | [10 empty] | Positive |  | Abnormal
MRSA PCR | SJ MM Manual | Alpha Response | [10 empty] | Indeterminant |  | Abnormal
Myelocyte | SJ Cellavision | Numeric | 0 Minutes | 150 Years |  | Male |  | 0 | [7 empty] | %
Myelocyte | SJ Cellavision | Numeric | 0 Minutes | 150 Years |  | Female |  | 0 | [7 empty] | %
Myelocyte | SJ Heme Manual | Numeric | 0 Minutes | 150 Years |  | Male
Myelocyte | SJ Heme Manual | Numeric | 0 Minutes | 150 Years |  | Female
Myoglobin | SJ Vitros 5600 A | Numeric | 0 Minutes | 150 Years |  | Male |  | 121 |  |  | 0.9 | 40000 |  |  |  | ng/mL
Myoglobin | SJ Vitros 5600 A | Numeric | 0 Minutes | 150 Years |  | Female |  | 61.5 |  |  | 0.9 | 40000 |  |  |  | ng/mL
Nasal Eos Smear | SJ Heme Manual | Alpha | 0 Minutes | 150 Years |  | All
Nasal Eos Smear | SJ Heme Manual | Alpha Response | [10 empty] | Few |  | Abnormal
Nasal Eos Smear | SJ Heme Manual | Alpha Response | [10 empty] | Moderate |  | Abnormal
Nasal Eos Smear | SJ Heme Manual | Alpha Response | [10 empty] | Many |  | Abnormal
Nasal Eos Smear | SJ Heme Manual | Alpha Response | [10 empty] | None Seen | X | Normal
nCoV_Ct | SJ GeneXpert A | Numeric | 0 Minutes | 150 Years |  | All |  |  |  |  | -1 | 45.9
NDM-Carbapenem Resistance gene | SJ BioFire | Alpha | 0 Minutes | 150 Years |  | All
NDM-Carbapenem Resistance gene | SJ BioFire | Alpha Response | [10 empty] | Detected |  | Critical
NDM-Carbapenem Resistance gene | SJ BioFire | Alpha Response | [10 empty] | Not Detected | X | Normal
NDM-Carbapenem Resistance gene | SJ BioFire | Alpha Response | [10 empty] | Not Applicable |  | Normal
NDM-Carbapenem Resistance gene | SJ BioFire | Alpha Response | [10 empty] | Not Determined |  | Normal
Neg Int QC OK? | SJ Chem Manual | Alpha | 0 Minutes | 150 Years |  | All
Neg Int QC OK? | SJ Chem Manual | Alpha Response | [10 empty] | Yes
Neg Int QC OK? | SJ Chem Manual | Alpha Response | [10 empty] | No
Neg Int QC OK? | SJ Rapid Bench | Alpha | 0 Minutes | 150 Years |  | All
Neg Int QC OK? | SJ Rapid Bench | Alpha Response | [10 empty] | Yes
Neg Int QC OK? | SJ Rapid Bench | Alpha Response | [10 empty] | No
Neisseria meningitidis PCR | SJ BioFire | Alpha | 0 Minutes | 150 Years |  | All
Neisseria meningitidis PCR | SJ BioFire | Alpha Response | [10 empty] | Detected |  | Critical
Neisseria meningitidis PCR | SJ BioFire | Alpha Response | [10 empty] | Not Detected | X | Normal
Neisseria meningitidis PCR | SJ BioFire | Alpha Response | [10 empty] | Not Determined |  | Normal
Neutrophil % | SJ XN 3000 L | Numeric | 0 Minutes | 5 Years |  | Male | 12 | 35 | [7 empty] | %
Neutrophil % | SJ XN 3000 L | Numeric | 5 Years | 14 Years |  | Male | 30 | 50 | [7 empty] | %
Neutrophil % | SJ XN 3000 L | Numeric | 14 Years | 150 Years |  | Male | 35 | 70 | [7 empty] | %
Neutrophil % | SJ XN 3000 L | Numeric | 0 Minutes | 5 Years |  | Female | 12 | 35 | [7 empty] | %
Neutrophil % | SJ XN 3000 L | Numeric | 5 Years | 14 Years |  | Female | 30 | 50 | [7 empty] | %
Neutrophil % | SJ XN 3000 L | Numeric | 14 Years | 150 Years |  | Female | 35 | 70 | [7 empty] | %
Neutrophil Abs Count | SJ XN 3000 L | Numeric | 0 Minutes | 5 Years |  | Male | 0 | 7 | 0.5 | [6 empty] | 10^3/uL
Neutrophil Abs Count | SJ XN 3000 L | Numeric | 5 Years | 150 Years |  | Male | 1 | 8 | 0.5 | [6 empty] | 10^3/uL
Neutrophil Abs Count | SJ XN 3000 L | Numeric | 0 Minutes | 5 Years |  | Female | 0 | 7 | 0.5 | [6 empty] | 10^3/uL
Neutrophil Abs Count | SJ XN 3000 L | Numeric | 5 Years | 150 Years |  | Female | 1 | 8 | 0.5 | [6 empty] | 10^3/uL
Neutrophil Absolute Count | SJ Cellavision | Numeric | 0 Minutes | 5 Years |  | Male | 0 | 7 | 0.5 | [6 empty] | 10^3/uL
Neutrophil Absolute Count | SJ Cellavision | Numeric | 5 Years | 150 Years |  | Male | 1 | 8 | 0.5 | [6 empty] | 10^3/uL
Neutrophil Absolute Count | SJ Cellavision | Numeric | 0 Minutes | 5 Years |  | Female | 0 | 7 | 0.5 | [6 empty] | 10^3/uL
Neutrophil Absolute Count | SJ Cellavision | Numeric | 5 Years | 150 Years |  | Female | 1 | 8 | 0.5 | [6 empty] | 10^3/uL
Neutrophil Absolute Count | SJ XN 3000 L | Numeric | 0 Minutes | 5 Years |  | Male | 0 | 7 | 0.5 | [6 empty] | 10^3/uL
Neutrophil Absolute Count | SJ XN 3000 L | Numeric | 5 Years | 150 Years |  | Male | 1 | 8 | 0.5 | [6 empty] | 10^3/uL
Neutrophil Absolute Count | SJ XN 3000 L | Numeric | 0 Minutes | 5 Years |  | Female | 0 | 7 | 0.5 | [6 empty] | 10^3/uL
Neutrophil Absolute Count | SJ XN 3000 L | Numeric | 5 Years | 150 Years |  | Female | 1 | 8 | 0.5 | [6 empty] | 10^3/uL
Non African-American GFR | SJ Vitros 5600 A | Numeric | 0 Minutes | 150 Years |  | All | [5 empty] | 60 |  |  |  | mL/min/1.73 m2
Normal RBCs | SJ Heme Manual | Numeric | 0 Minutes | 150 Years |  | Male
Normal RBCs | SJ Heme Manual | Numeric | 0 Minutes | 150 Years |  | Female
NRBC % | SJ XN 3000 L | Numeric | 0 Minutes | 150 Years |  | Male | 0 | 0 |  |  | 0 | 50 |  |  |  | %
NRBC % | SJ XN 3000 L | Numeric | 0 Minutes | 150 Years |  | Female | 0 | 0 |  |  | 0 | 50 |  |  |  | %
NRBC Absolute Count | SJ XN 3000 L | Numeric | 0 Minutes | 150 Years |  | Male | 0 | 0 |  |  | 0 | 600 |  |  |  | 10^3/uL
NRBC Absolute Count | SJ XN 3000 L | Numeric | 0 Minutes | 150 Years |  | Female | 0 | 0 |  |  | 0 | 600 |  |  |  | 10^3/uL
NT-proBNP | SJ Vitros 5600 A | Numeric | 0 Minutes | 50 Years |  | Male | 20 | 125 |  |  | 20 | 300000 |  |  |  | pg/mL
NT-proBNP | SJ Vitros 5600 A | Numeric | 50 Years | 75 Years |  | Male | 20 | 299 |  |  | 20 | 300000 |  |  |  | pg/mL
NT-proBNP | SJ Vitros 5600 A | Numeric | 75 Years | 150 Years |  | Male | 20 | 326 |  |  | 20 | 300000 |  |  |  | pg/mL
NT-proBNP | SJ Vitros 5600 A | Numeric | 0 Minutes | 50 Years |  | Female | 20 | 95.3 |  |  | 20 | 300000 |  |  |  | pg/mL
NT-proBNP | SJ Vitros 5600 A | Numeric | 50 Years | 75 Years |  | Female | 20 | 221 |  |  | 20 | 300000 |  |  |  | pg/mL
NT-proBNP | SJ Vitros 5600 A | Numeric | 75 Years | 150 Years |  | Female | 20 | 296 |  |  | 20 | 300000 |  |  |  | pg/mL
Nucleated RBC | SJ Cellavision | Numeric | 0 Minutes | 150 Years |  | Male |  | 0 | [7 empty] | %
Nucleated RBC | SJ Cellavision | Numeric | 0 Minutes | 150 Years |  | Female |  | 0 | [7 empty] | %
Nucleated RBC | SJ Heme Manual | Numeric | 0 Minutes | 150 Years |  | Male
Nucleated RBC | SJ Heme Manual | Numeric | 0 Minutes | 150 Years |  | Female
O2 Sat Art | SJ RAD90 A | Numeric | 0 Minutes | 150 Years |  | All |  |  |  |  | 4.7 | 99.4 |  |  |  | %
O2 Sat Ven | SJ RAD90 A | Numeric | 0 Minutes | 150 Years |  | All |  |  |  |  | 4.7 | 99.4 |  |  |  | %
Occult Blood | SJ Rapid Bench | Alpha | 0 Minutes | 150 Years |  | All
Occult Blood | SJ Rapid Bench | Alpha Response | [10 empty] | Negative | X
Occult Blood | SJ Rapid Bench | Alpha Response | [10 empty] | Positive
Opiates Scr Urine | SJ Vitros 5600 A | Alpha | 0 Minutes | 150 Years |  | All
Opiates Scr Urine | SJ Vitros 5600 A | Alpha Response | [10 empty] | Negative | X | Normal
Opiates Scr Urine | SJ Vitros 5600 A | Alpha Response | [10 empty] | Positive |  | Abnormal
Opiates Scr Urine | SJ Vitros 5600 A | Alpha Response | [10 empty] | Invalid |  | Normal
Opiates Scr Urine | SJ Vitros 5600 A | Alpha Response | [10 empty] | Mislabeled |  | Normal
Opiates Scr Urine | SJ Vitros 5600 A | Alpha Response | [10 empty] | QNS |  | Normal
Opiates Scr Urine | SJ Vitros 5600 A | Alpha Response | [10 empty] | See Note |  | Normal
OR Intact PTH | SJ Vitros 5600 A | Numeric | 0 Minutes | 150 Years |  | All | 7.5 | 53.5 |  |  | 3.4 | 5000 |  |  |  | pg/mL
Osmo Random Urine | SJ Osmo 3300 | Calculation | 0 Minutes | 150 Years |  | Male | 300 | 900 |  |  | 0 | 2000
Osmo Random Urine | SJ Osmo 3300 | Calculation | 0 Minutes | 150 Years |  | Female | 300 | 900 |  |  | 0 | 2000
Osmolality | SJ Osmo 3300 | Calculation | 0 Minutes | 150 Years |  | Male | 270 | 300 |  |  | 0 | 2000
Osmolality | SJ Osmo 3300 | Calculation | 0 Minutes | 150 Years |  | Female | 270 | 300 |  |  | 0 | 2000
Osmolality 1 | SJ Osmo 3300 | Numeric | 0 Minutes | 150 Years |  | Male
Osmolality 1 | SJ Osmo 3300 | Numeric | 0 Minutes | 150 Years |  | Female
Osmolality 2 | SJ Osmo 3300 | Numeric | 0 Minutes | 150 Years |  | Male
Osmolality 2 | SJ Osmo 3300 | Numeric | 0 Minutes | 150 Years |  | Female
Ovalocytes | SJ Cellavision | Alpha | 0 Minutes | 150 Years |  | All
Ovalocytes | SJ Cellavision | Alpha Response | [10 empty] | Slight |  | Abnormal
Ovalocytes | SJ Cellavision | Alpha Response | [10 empty] | 1+ |  | Abnormal
Ovalocytes | SJ Cellavision | Alpha Response | [10 empty] | 2+ |  | Abnormal
Ovalocytes | SJ Cellavision | Alpha Response | [10 empty] | 3+ |  | Abnormal
Ovalocytes | SJ Cellavision | Alpha Response | [10 empty] | 4+ |  | Abnormal
Ovalocytes | SJ Cellavision | Alpha Response | [10 empty] | Footnote |  | Normal
Ovalocytes | SJ Heme Manual | Alpha | 0 Minutes | 150 Years |  | All
Ovalocytes | SJ Heme Manual | Alpha Response | [10 empty] | Slight |  | Abnormal
Ovalocytes | SJ Heme Manual | Alpha Response | [10 empty] | 1+ |  | Abnormal
Ovalocytes | SJ Heme Manual | Alpha Response | [10 empty] | 2+ |  | Abnormal
Ovalocytes | SJ Heme Manual | Alpha Response | [10 empty] | 3+ |  | Abnormal
Ovalocytes | SJ Heme Manual | Alpha Response | [10 empty] | 4+ |  | Abnormal
Ovalocytes | SJ Heme Manual | Alpha Response | [10 empty] | Footnote |  | Normal
OXA-48-like-Carbapenem Resistance gene | SJ BioFire | Alpha | 0 Minutes | 150 Years |  | All
OXA-48-like-Carbapenem Resistance gene | SJ BioFire | Alpha Response | [10 empty] | Detected |  | Critical
OXA-48-like-Carbapenem Resistance gene | SJ BioFire | Alpha Response | [10 empty] | Not Detected | X | Normal
OXA-48-like-Carbapenem Resistance gene | SJ BioFire | Alpha Response | [10 empty] | Not Applicable |  | Normal
OXA-48-like-Carbapenem Resistance gene | SJ BioFire | Alpha Response | [10 empty] | Not Determined |  | Normal
Oxycodone Scr Urine | SJ Vitros 5600 A | Alpha | 0 Minutes | 150 Years |  | All
Oxycodone Scr Urine | SJ Vitros 5600 A | Alpha Response | [10 empty] | Negative | X | Normal
Oxycodone Scr Urine | SJ Vitros 5600 A | Alpha Response | [10 empty] | Positive |  | Abnormal
Oxycodone Scr Urine | SJ Vitros 5600 A | Alpha Response | [10 empty] | Invalid |  | Normal
Oxycodone Scr Urine | SJ Vitros 5600 A | Alpha Response | [10 empty] | Mislabeled |  | Normal
Oxycodone Scr Urine | SJ Vitros 5600 A | Alpha Response | [10 empty] | QNS |  | Normal
Oxycodone Scr Urine | SJ Vitros 5600 A | Alpha Response | [10 empty] | See Note |  | Normal
Pappenheimer Bodies | SJ Cellavision | Alpha | 0 Minutes | 150 Years |  | All
Pappenheimer Bodies | SJ Cellavision | Alpha Response | [10 empty] | 1+ |  | Abnormal
Pappenheimer Bodies | SJ Cellavision | Alpha Response | [10 empty] | 2+ |  | Abnormal
Pappenheimer Bodies | SJ Cellavision | Alpha Response | [10 empty] | 3+ |  | Abnormal
Pappenheimer Bodies | SJ Cellavision | Alpha Response | [10 empty] | Present |  | Abnormal
Pappenheimer Bodies | SJ Cellavision | Alpha Response | [10 empty] | Footnote |  | Normal
Pappenheimer Bodies | SJ Heme Manual | Alpha | 0 Minutes | 150 Years |  | All
Pappenheimer Bodies | SJ Heme Manual | Alpha Response | [10 empty] | Present |  | Abnormal
Pappenheimer Bodies | SJ Heme Manual | Alpha Response | [10 empty] | Footnote |  | Normal
Parainflu 1 Virus RNA Amp | SJ BioFire | Alpha | 0 Minutes | 150 Years |  | All
Parainflu 1 Virus RNA Amp | SJ BioFire | Alpha Response | [10 empty] | Detected |  | Abnormal
Parainflu 1 Virus RNA Amp | SJ BioFire | Alpha Response | [10 empty] | Not Detected | X | Normal
Parainflu 1 Virus RNA Amp | SJ BioFire | Alpha Response | [10 empty] | Not Determined |  | Abnormal
Parainflu 2 Virus RNA Amp | SJ BioFire | Alpha | 0 Minutes | 150 Years |  | All
Parainflu 2 Virus RNA Amp | SJ BioFire | Alpha Response | [10 empty] | Detected |  | Abnormal
Parainflu 2 Virus RNA Amp | SJ BioFire | Alpha Response | [10 empty] | Not Detected | X | Normal
Parainflu 2 Virus RNA Amp | SJ BioFire | Alpha Response | [10 empty] | Not Determined |  | Abnormal
Parainflu 3 Virus RNA Amp | SJ BioFire | Alpha | 0 Minutes | 150 Years |  | All
Parainflu 3 Virus RNA Amp | SJ BioFire | Alpha Response | [10 empty] | Detected |  | Abnormal
Parainflu 3 Virus RNA Amp | SJ BioFire | Alpha Response | [10 empty] | Not Detected | X | Normal
Parainflu 3 Virus RNA Amp | SJ BioFire | Alpha Response | [10 empty] | Not Determined |  | Abnormal
Parainflu 4 Virus RNA Amp | SJ BioFire | Alpha | 0 Minutes | 150 Years |  | All
Parainflu 4 Virus RNA Amp | SJ BioFire | Alpha Response | [10 empty] | Detected |  | Abnormal
Parainflu 4 Virus RNA Amp | SJ BioFire | Alpha Response | [10 empty] | Not Detected | X | Normal
Parainflu 4 Virus RNA Amp | SJ BioFire | Alpha Response | [10 empty] | Not Determined |  | Abnormal
Parasite Spp. | SJ Heme Manual | Alpha | 0 Minutes | 150 Years |  | All
Parasitized Cells | SJ Heme Manual | Numeric | 0 Minutes | 150 Years |  | All
Patient Symptomatic? | All |  | 0 Minutes | 150 Years |  | All
Patient Symptomatic? | All | Alpha Response | [10 empty] | Yes
Patient Symptomatic? | All | Alpha Response | [10 empty] | No
Patient Symptomatic? | All | Alpha Response | [10 empty] | Unknown
PCO2 Art | SJ RAD90 A | Numeric | 0 Minutes | 2 Months |  | Male | 35 | 45 |  | 55 | 9 | 107 |  |  |  | mm Hg
PCO2 Art | SJ RAD90 A | Numeric | 2 Months | 18 Years |  | Male | 35 | 45 |  | 55 | 9 | 107 |  |  |  | mm Hg
PCO2 Art | SJ RAD90 A | Numeric | 18 Years | 150 Years |  | Male | 35 | 45 | 25.1 | 70 | 9 | 107 |  |  |  | mm Hg
PCO2 Art | SJ RAD90 A | Numeric | 0 Minutes | 2 Months |  | Female | 35 | 45 |  | 55 | 9 | 107 |  |  |  | mm Hg
PCO2 Art | SJ RAD90 A | Numeric | 2 Months | 18 Years |  | Female | 35 | 45 |  | 55 | 9 | 107 |  |  |  | mm Hg
PCO2 Art | SJ RAD90 A | Numeric | 18 Years | 150 Years |  | Female | 35 | 45 | 25.1 | 70 | 9 | 107 |  |  |  | mm Hg
PCO2 Cord (Art) | SJ RAD90 A | Numeric | 0 Minutes | 18 Years |  | All |  |  |  |  | 9 | 107 |  |  |  | mmHg
PCO2 Cord (Art) | SJ RAD90 A | Numeric | 18 Years | 150 Years |  | All |  |  |  |  | 9 | 107 |  |  |  | mmHg
PCO2 Cord (Ven) | SJ RAD90 A | Numeric | 0 Minutes | 150 Years |  | All |  |  |  |  | 9 | 107 |  |  |  | mmHg
PCO2 Corr Art | SJ RAD90 A | Numeric | 0 Minutes | 150 Years |  | Male |  |  |  |  | 9 | 107 |  |  |  | mm Hg
PCO2 Corr Art | SJ RAD90 A | Numeric | 0 Minutes | 150 Years |  | Female |  |  |  |  | 9 | 107 |  |  |  | mm Hg
PCO2 Ven | SJ RAD90 A | Numeric | 0 Minutes | 150 Years |  | All |  |  |  |  | 9 | 107 |  |  |  | mm Hg
PCP Urine Screen | SJ Vitros 5600 A | Alpha | 0 Minutes | 150 Years |  | All
PCP Urine Screen | SJ Vitros 5600 A | Alpha Response | [10 empty] | Negative | X | Normal
PCP Urine Screen | SJ Vitros 5600 A | Alpha Response | [10 empty] | Positive |  | Abnormal
PCP Urine Screen | SJ Vitros 5600 A | Alpha Response | [10 empty] | Invalid |  | Normal
PCP Urine Screen | SJ Vitros 5600 A | Alpha Response | [10 empty] | Mislabeled |  | Normal
PCP Urine Screen | SJ Vitros 5600 A | Alpha Response | [10 empty] | QNS |  | Normal
PCP Urine Screen | SJ Vitros 5600 A | Alpha Response | [10 empty] | See Note |  | Normal
Percent Fetal Cells | SJ Heme Manual | Calculation | 0 Minutes | 150 Years |  | All | 0 | 2 |  |  | 0 | 90 |  |  |  | %
pH Art | SJ RAD90 A | Numeric | 0 Minutes | 2 Months |  | All | 7.35 | 7.49 | 7.25 | 7.5 | 6.774 | 7.839
pH Art | SJ RAD90 A | Numeric | 2 Months | 18 Years |  | All | 7.35 | 7.49 | 7.25 | 7.5 | 6.774 | 7.839
pH Art | SJ RAD90 A | Numeric | 18 Years | 150 Years |  | All | 7.35 | 7.49 | 7.3 | 7.6 | 6.774 | 7.839
pH Cord (Art) | SJ RAD90 A | Numeric | 0 Minutes | 60 Days |  | All |  |  | 7.16 |  | 6.774 | 7.839
pH Cord (Art) | SJ RAD90 A | Numeric | 60 Days | 18 Years |  | All |  |  | 7.221 |  | 6.774 | 7.839
pH Cord (Art) | SJ RAD90 A | Numeric | 18 Years | 150 Years |  | All |  |  | 7.221 |  | 6.774 | 7.839
pH Cord (Ven) | SJ RAD90 A | Numeric | 0 Minutes | 150 Years |  | All |  |  | 7.221 |  | 6.774 | 7.839
pH Corr Art | SJ RAD90 A | Numeric | 0 Minutes | 150 Years |  | All |  |  |  |  | 6.744 | 7.839 |  |  |  | mm Hg
pH Ven | SJ RAD90 A | Numeric | 0 Minutes | 150 Years |  | All |  |  |  |  | 6.774 | 7.839
Phenytoin Level | SJ Vitros 5600 A | Numeric | 0 Minutes | 150 Years |  | All | 10 | 20 |  | 20 | 3 | 200 |  |  |  | ug/mL
Phos 24Hr Urine | SJ Vitros 5600 A | Calculation | 0 Minutes | 150 Years |  | All | 0.4 | 1.3 | [7 empty] | mg/day
Phos Random Urine | SJ Vitros 5600 A | Numeric | 0 Minutes | 150 Years |  | All |  |  |  |  | 5.5 | 1430 |  |  |  | mg/dL
Phosphorus | SJ Vitros 5600 A | Numeric | 0 Minutes | 150 Years |  | Male | 2.5 | 4.5 | 1.4 | 10.1 | 0.5 | 39 |  |  |  | mg/dL
Phosphorus | SJ Vitros 5600 A | Alpha Response | [10 empty] | Hemolyzed |  | Critical
Phosphorus | SJ Vitros 5600 A | Alpha Response | [10 empty] | Icteric |  | Critical
Phosphorus | SJ Vitros 5600 A | Alpha Response | [10 empty] | Lipemic |  | Critical
Phosphorus | SJ Vitros 5600 A | Numeric | 0 Minutes | 150 Years |  | Female | 2.5 | 4.5 | 1.4 | 10.1 | 0.5 | 39 |  |  |  | mg/dL
Phosphorus | SJ Vitros 5600 A | Alpha Response | [10 empty] | Hemolyzed |  | Critical
Phosphorus | SJ Vitros 5600 A | Alpha Response | [10 empty] | Icteric |  | Critical
Phosphorus | SJ Vitros 5600 A | Alpha Response | [10 empty] | Lipemic |  | Critical
Phosphorus Urine | SJ Vitros 5600 A | Numeric | 0 Minutes | 150 Years |  | All |  |  |  |  | 5.5 | 1430 |  |  |  | mg/dL
Plasma Cell | SJ Cellavision | Numeric | 0 Minutes | 150 Years |  | All |  | 0 | [7 empty] | %
Plasma Cell | SJ Heme Manual | Numeric | 0 Minutes | 150 Years |  | All
PLATEAG | SJ XN 3000 L | Calculation | 0 Minutes | 150 Years |  | All | 70 | 100 | [7 empty] | %
Platelet Count | SJ XN 3000 L | Numeric | 0 Minutes | 2 Months |  | Male | 150 | 400 | 100 |  | 0 | 5500 |  |  |  | 10*3/uL
Platelet Count | SJ XN 3000 L | Numeric | 2 Months | 18 Years |  | Male | 150 | 400 | 20 |  | 0 | 5500 |  |  |  | 10*3/uL
Platelet Count | SJ XN 3000 L | Numeric | 18 Years | 150 Years |  | Male | 150 | 400 | 20 | 1000 | 0 | 5500 |  |  |  | 10*3/uL
Platelet Count | SJ XN 3000 L | Numeric | 0 Minutes | 2 Months |  | Female | 150 | 400 | 100 |  | 0 | 5500 |  |  |  | 10*3/uL
Platelet Count | SJ XN 3000 L | Numeric | 2 Months | 18 Years |  | Female | 150 | 400 | 20 |  | 0 | 5500 |  |  |  | 10*3/uL
Platelet Count | SJ XN 3000 L | Numeric | 18 Years | 150 Years |  | Female | 150 | 400 | 20 | 1000 | 0 | 5500 |  |  |  | 10*3/uL
PLATFUNC | SJ XN 3000 L | Calculation | 0 Minutes | 150 Years |  | All | 150 | 400 |  |  | 0 | 5500 |  |  |  | 10*3/uL
PLT Morphology | SJ Cellavision | Alpha | 0 Minutes | 150 Years |  | All
PLT Morphology | SJ Cellavision | Alpha Response | [10 empty] | Abnormal |  | Abnormal
PLT Morphology | SJ Cellavision | Alpha Response | [10 empty] | Normal |  | Normal
PLT Morphology | SJ Cellavision | Alpha Response | [10 empty] | See Note
PLT Morphology | SJ Heme Manual | Alpha | 0 Minutes | 150 Years |  | All
PLT Morphology | SJ Heme Manual | Alpha Response | [10 empty] | Normal | X | Normal
PLT Morphology | SJ Heme Manual | Alpha Response | [10 empty] | Abnormal |  | Abnormal
PLTAG | SJ XN 3000 L | Numeric | 0 Minutes | 150 Years |  | All |  |  |  |  | 0 | 5500 |  |  |  | 10*3/uL
PO2 Art | SJ RAD90 A | Numeric | 0 Minutes | 150 Years |  | All | 80 | 100 | 55 |  | 14 | 541 |  |  |  | mm Hg
PO2 Cord (Art) | SJ RAD90 A | Numeric | 0 Minutes | 150 Years |  | All |  |  |  |  | 14 | 541 |  |  |  | mmHg
PO2 Cord (Ven) | SJ RAD90 A | Numeric | 0 Minutes | 150 Years |  | All |  |  |  |  | 14 | 541 |  |  |  | mmHg
PO2 Corr Art | SJ RAD90 A | Numeric | 0 Minutes | 150 Years |  | All |  |  |  |  | 14 | 541 |  |  |  | mm Hg
PO2 Ven | SJ RAD90 A | Numeric | 0 Minutes | 150 Years |  | All |  |  |  |  | 14 | 541 |  |  |  | mm Hg
Poik | SJ Cellavision | Alpha | 0 Minutes | 150 Years |  | All
Poik | SJ Cellavision | Alpha Response | [10 empty] | 1+
Poik | SJ Cellavision | Alpha Response | [10 empty] | 2+
Poik | SJ Cellavision | Alpha Response | [10 empty] | 3+
Poik | SJ Heme Manual | Alpha | 0 Minutes | 150 Years |  | All
Poik | SJ Heme Manual | Alpha Response | [10 empty] | 1+
Poik | SJ Heme Manual | Alpha Response | [10 empty] | 2+
Poik | SJ Heme Manual | Alpha Response | [10 empty] | 3+
Poik | SJ Heme Manual | Alpha Response | [10 empty] | 4+
Polychromasia | SJ Cellavision | Alpha | 0 Minutes | 150 Years |  | All
Polychromasia | SJ Cellavision | Alpha Response | [10 empty] | Slight |  | Abnormal
Polychromasia | SJ Cellavision | Alpha Response | [10 empty] | 1+ |  | Abnormal
Polychromasia | SJ Cellavision | Alpha Response | [10 empty] | 2+ |  | Abnormal
Polychromasia | SJ Cellavision | Alpha Response | [10 empty] | 3+ |  | Abnormal
Polychromasia | SJ Cellavision | Alpha Response | [10 empty] | 4+ |  | Abnormal
Polychromasia | SJ Cellavision | Alpha Response | [10 empty] | Footnote |  | Normal
Polychromasia | SJ Heme Manual | Alpha | 0 Minutes | 150 Years |  | All
Polychromasia | SJ Heme Manual | Alpha Response | [10 empty] | Slight |  | Abnormal
Polychromasia | SJ Heme Manual | Alpha Response | [10 empty] | 1+ |  | Abnormal
Polychromasia | SJ Heme Manual | Alpha Response | [10 empty] | 2+ |  | Abnormal
Polychromasia | SJ Heme Manual | Alpha Response | [10 empty] | 3+ |  | Abnormal
Polychromasia | SJ Heme Manual | Alpha Response | [10 empty] | 4+ |  | Abnormal
Polychromasia | SJ Heme Manual | Alpha Response | [10 empty] | Footnote |  | Normal
Pos Int QC OK? | SJ Chem Manual | Alpha | 0 Minutes | 150 Years |  | All
Pos Int QC OK? | SJ Chem Manual | Alpha Response | [10 empty] | Yes
Pos Int QC OK? | SJ Chem Manual | Alpha Response | [10 empty] | No
Pos Int QC OK? | SJ Rapid Bench | Alpha | 0 Minutes | 150 Years |  | All
Pos Int QC OK? | SJ Rapid Bench | Alpha Response | [10 empty] | Yes
Pos Int QC OK? | SJ Rapid Bench | Alpha Response | [10 empty] | No
Potassium 24Hr Urine | SJ Vitros 5600 A | Calculation | 0 Minutes | 150 Years |  | All | 40 | 80 |  |  | 2.5 | 175 |  |  |  | mmol/day
Potassium Level | SJ Vitros 5600 A | Numeric | 0 Minutes | 2 Months |  | Male | 3.5 | 5.1 | 3 | 6 | 1 | 14 |  |  |  | mmol/L
Potassium Level | SJ Vitros 5600 A | Alpha Response | [10 empty] | Hemolyzed |  | Critical
Potassium Level | SJ Vitros 5600 A | Alpha Response | [10 empty] | Icteric |  | Critical
Potassium Level | SJ Vitros 5600 A | Alpha Response | [10 empty] | Lipemic |  | Critical
Potassium Level | SJ Vitros 5600 A | Numeric | 2 Months | 150 Years |  | Male | 3.5 | 5.1 | 2.6 | 5.9 | 1 | 14 |  |  |  | mmol/L
Potassium Level | SJ Vitros 5600 A | Alpha Response | [10 empty] | Hemolyzed |  | Critical
Potassium Level | SJ Vitros 5600 A | Alpha Response | [10 empty] | Icteric |  | Critical
Potassium Level | SJ Vitros 5600 A | Alpha Response | [10 empty] | Lipemic |  | Critical
Potassium Level | SJ Vitros 5600 A | Numeric | 0 Minutes | 2 Months |  | Female | 3.5 | 5.1 | 3 | 6 | 1 | 14 |  |  |  | mmol/L
Potassium Level | SJ Vitros 5600 A | Alpha Response | [10 empty] | Hemolyzed |  | Critical
Potassium Level | SJ Vitros 5600 A | Alpha Response | [10 empty] | Icteric |  | Critical
Potassium Level | SJ Vitros 5600 A | Alpha Response | [10 empty] | Lipemic |  | Critical
Potassium Level | SJ Vitros 5600 A | Numeric | 2 Months | 150 Years |  | Female | 3.5 | 5.1 | 2.6 | 5.9 | 1 | 14 |  |  |  | mmol/L
Potassium Level | SJ Vitros 5600 A | Alpha Response | [10 empty] | Hemolyzed |  | Critical
Potassium Level | SJ Vitros 5600 A | Alpha Response | [10 empty] | Icteric |  | Critical
Potassium Level | SJ Vitros 5600 A | Alpha Response | [10 empty] | Lipemic |  | Critical
Potassium Random Urine | SJ Vitros 5600 A | Numeric | 0 Minutes | 150 Years |  | Male |  |  |  |  | 2.5 | 175 |  |  |  | mmol/L
Potassium Random Urine | SJ Vitros 5600 A | Numeric | 0 Minutes | 150 Years |  | Female |  |  |  |  | 2.5 | 175 |  |  |  | mmol/L
Potassium Urine | SJ Vitros 5600 A | Numeric | 0 Minutes | 150 Years |  | Male |  |  |  |  | 2.5 | 175 |  |  |  | mmol/L
Potassium Urine | SJ Vitros 5600 A | Numeric | 0 Minutes | 150 Years |  | Female |  |  |  |  | 2.5 | 175 |  |  |  | mmol/L
Prealbumin | SJ Vitros 5600 A | Numeric | 0 Minutes | 150 Years |  | All | 17.6 | 36 |  |  | 3 | 460 |  |  |  | mg/dL
Pregnancy status? | All |  | 0 Minutes | 150 Years |  | All
Pregnancy status? | All | Alpha Response | [10 empty] | Pregnant
Pregnancy status? | All | Alpha Response | [10 empty] | Not Pregnant
Pregnancy status? | All | Alpha Response | [10 empty] | Unknown
Procalcitonin | SJ Vitros 5600 A | Numeric | 0 Minutes | 150 Years |  | All |  | 0.49 |  |  | 0.03 | 100 |  |  |  | ng/mL
Procedural CTRL Ok? | SJ Heme Manual | Alpha | 0 Minutes | 150 Years |  | All
Procedural CTRL Ok? | SJ Heme Manual | Alpha Response | [10 empty] | Yes |  | Normal
Procedural CTRL Ok? | SJ Heme Manual | Alpha Response | [10 empty] | See Note |  | Abnormal
Procedural CTRL Ok? | SJ Rapid Bench | Alpha | 0 Minutes | 150 Years |  | All
Procedural CTRL Ok? | SJ Rapid Bench | Alpha Response | [10 empty] | Yes
Promyelocyte | SJ Cellavision | Numeric | 0 Minutes | 150 Years |  | Male |  | 0 | [7 empty] | %
Promyelocyte | SJ Cellavision | Numeric | 0 Minutes | 150 Years |  | Female |  | 0 | [7 empty] | %
Promyelocyte | SJ Heme Manual | Numeric | 0 Minutes | 150 Years |  | Male | [9 empty] | %
Promyelocyte | SJ Heme Manual | Numeric | 0 Minutes | 150 Years |  | Female | [9 empty] | %
Protein 24Hr Urine | SJ Vitros 5600 A | Calculation | 0 Minutes | 150 Years |  | All | 42 | 255 |  |  | 5 | 200 |  |  |  | mg/day
Protein Random Urine | SJ Vitros 5600 A | Numeric | 0 Minutes | 150 Years |  | All |  | 12 |  |  | 5 | 2000 |  |  |  | mg/dL
Protein Urine | SJ Vitros 5600 A | Numeric | 0 Minutes | 150 Years |  | All |  | 12 |  |  | 5 | 2000 |  |  |  | mg/dL
Protein/Creatinine Ratio Ur | SJ Vitros 5600 A | Calculation | 0 Minutes | 150 Years |  | All
Proteus species PCR | SJ BioFire | Alpha | 0 Minutes | 150 Years |  | All
Proteus species PCR | SJ BioFire | Alpha Response | [10 empty] | Detected |  | Critical
Proteus species PCR | SJ BioFire | Alpha Response | [10 empty] | Not Detected | X | Normal
Proteus species PCR | SJ BioFire | Alpha Response | [10 empty] | Not Determined |  | Normal
PSA | SJ Vitros 5600 A | Numeric | 0 Minutes | 150 Years |  | Male | 0 | 4 |  |  | 0.06 | 2000 |  |  |  | ng/mL
PSA | SJ Vitros 5600 A | Numeric | 0 Minutes | 150 Years |  | Female | 0 | 4 |  |  | 0.06 | 2000 |  |  |  | ng/mL
Pseudomonas aeruginosa PCR | SJ BioFire | Alpha | 0 Minutes | 150 Years |  | All
Pseudomonas aeruginosa PCR | SJ BioFire | Alpha Response | [10 empty] | Detected |  | Critical
Pseudomonas aeruginosa PCR | SJ BioFire | Alpha Response | [10 empty] | Not Detected | X | Normal
Pseudomonas aeruginosa PCR | SJ BioFire | Alpha Response | [10 empty] | Not Determined |  | Normal
PT | SJ ACL A | Numeric | 0 Minutes | 150 Years |  | Male | 11.4 | 12.4 |  |  | 5 | 110 |  |  |  | sec
PT | SJ ACL A | Numeric | 0 Minutes | 150 Years |  | Female | 11.4 | 12.4 |  |  | 5 | 110 |  |  |  | sec
Pt D neg/RhIG Eligible? | SJ Heme Manual | Alpha | 0 Minutes | 150 Years |  | All
Pt D neg/RhIG Eligible? | SJ Heme Manual | Alpha Response | [10 empty] | No - Pt Rh Pos
Pt D neg/RhIG Eligible? | SJ Heme Manual | Alpha Response | [10 empty] | Yes-for RhIG
PTH Intact | SJ Vitros 5600 A | Numeric | 0 Minutes | 150 Years |  | All | 7.5 | 53.5 |  |  | 3.4 | 5000 |  |  |  | pg/mL
PTT | SJ ACL A | Numeric | 0 Minutes | 2 Weeks |  | Male | 25 | 35 |  | 39.9 | 21 | 240 |  |  |  | sec
PTT | SJ ACL A | Numeric | 2 Weeks | 18 Years |  | Male | 25 | 35 |  | 39.9 | 21 | 240 |  |  |  | sec
PTT | SJ ACL A | Numeric | 18 Years | 150 Years |  | Male | 25 | 35 |  | 150 | 21 | 240 |  |  |  | sec
PTT | SJ ACL A | Numeric | 0 Minutes | 2 Weeks |  | Female | 25 | 35 |  | 39.9 | 21 | 240 |  |  |  | sec
PTT | SJ ACL A | Numeric | 2 Weeks | 18 Years |  | Female | 25 | 35 |  | 39.9 | 21 | 240 |  |  |  | sec
PTT | SJ ACL A | Numeric | 18 Years | 150 Years |  | Female | 25 | 35 |  | 150 | 21 | 240 |  |  |  | sec
QC HiCalc1 | SJ Heme Manual | Calculation | 0 Minutes | 150 Years |  | All
QC HiCalc2 | SJ Heme Manual | Calculation | 0 Minutes | 150 Years |  | All
QC HighEval | SJ Heme Manual | Alpha | 0 Minutes | 150 Years |  | All
QC HighEval | SJ Heme Manual | Alpha Response | [10 empty] | QC Passed
QC HighEval | SJ Heme Manual | Alpha Response | [10 empty] | QC Failed |  | Review
QC HighSpunHCT | SJ Heme Manual | Numeric | 0 Minutes | 150 Years |  | All
QC HighSysHCT | SJ Heme Manual | Numeric | 0 Minutes | 150 Years |  | All
QC LowCalc1 | SJ Heme Manual | Calculation | 0 Minutes | 150 Years |  | All
QC LowCalc2 | SJ Heme Manual | Calculation | 0 Minutes | 150 Years |  | All
QC LowEval | SJ Heme Manual | Alpha | 0 Minutes | 150 Years |  | All
QC LowEval | SJ Heme Manual | Alpha Response | [10 empty] | QC Passed
QC LowEval | SJ Heme Manual | Alpha Response | [10 empty] | QC Failed |  | Review
QC LowSpunHCT | SJ Heme Manual | Numeric | 0 Minutes | 150 Years |  | All
QC LowSysHCT | SJ Heme Manual | Numeric | 0 Minutes | 150 Years |  | All
Rapid HIV Interp | All |  | 0 Minutes | 150 Years |  | All
RBC | SJ XN 3000 L | Numeric | 0 Minutes | 1 Months |  | Male | 4 | 6 |  |  | 0 | 8.2 |  |  |  | 10*6/uL
RBC | SJ XN 3000 L | Numeric | 1 Months | 2 Months |  | Male | 3 | 5.4 |  |  | 0 | 8.2 |  |  |  | 10*6/uL
RBC | SJ XN 3000 L | Numeric | 2 Months | 3 Months |  | Male | 2.7 | 4.9 |  |  | 0 | 8.2 |  |  |  | 10*6/uL
RBC | SJ XN 3000 L | Numeric | 3 Months | 6 Months |  | Male | 3.1 | 4.5 |  |  | 0 | 8.2 |  |  |  | 10*6/uL
RBC | SJ XN 3000 L | Numeric | 6 Months | 2 Years |  | Male | 3.7 | 5.3 |  |  | 0 | 8.2 |  |  |  | 10*6/uL
RBC | SJ XN 3000 L | Numeric | 2 Years | 6 Years |  | Male | 3.9 | 5.5 |  |  | 0 | 8.2 |  |  |  | 10*6/uL
RBC | SJ XN 3000 L | Numeric | 6 Years | 12 Years |  | Male | 4 | 5.4 |  |  | 0 | 8.2 |  |  |  | 10*6/uL
RBC | SJ XN 3000 L | Numeric | 12 Years | 18 Years |  | Male | 4.5 | 5.5 |  |  | 0 | 8.2 |  |  |  | 10*6/uL
RBC | SJ XN 3000 L | Numeric | 18 Years | 150 Years |  | Male | 4.4 | 6 |  |  | 0 | 8.2 |  |  |  | 10*6/uL
RBC | SJ XN 3000 L | Numeric | 0 Minutes | 1 Months |  | Female | 4 | 6 |  |  | 0 | 8.2 |  |  |  | 10*6/uL
RBC | SJ XN 3000 L | Numeric | 1 Months | 2 Months |  | Female | 3 | 5.4 |  |  | 0 | 8.2 |  |  |  | 10*6/uL
RBC | SJ XN 3000 L | Numeric | 2 Months | 3 Months |  | Female | 2.7 | 4.9 |  |  | 0 | 8.2 |  |  |  | 10*6/uL
RBC | SJ XN 3000 L | Numeric | 3 Months | 6 Months |  | Female | 3.1 | 4.5 |  |  | 0 | 8.2 |  |  |  | 10*6/uL
RBC | SJ XN 3000 L | Numeric | 6 Months | 2 Years |  | Female | 3.7 | 5.3 |  |  | 0 | 8.2 |  |  |  | 10*6/uL
RBC | SJ XN 3000 L | Numeric | 2 Years | 6 Years |  | Female | 3.9 | 5.5 |  |  | 0 | 8.2 |  |  |  | 10*6/uL
RBC | SJ XN 3000 L | Numeric | 6 Years | 12 Years |  | Female | 4 | 5.4 |  |  | 0 | 8.2 |  |  |  | 10*6/uL
RBC | SJ XN 3000 L | Numeric | 12 Years | 18 Years |  | Female | 4.1 | 5.3 |  |  | 0 | 8.2 |  |  |  | 10*6/uL
RBC | SJ XN 3000 L | Numeric | 18 Years | 150 Years |  | Female | 3.8 | 5.4 |  |  | 0 | 8.2 |  |  |  | 10*6/uL
RBC Agglutination | SJ Cellavision | Alpha | 0 Minutes | 150 Years |  | All
RBC Agglutination | SJ Cellavision | Alpha Response | [10 empty] | NONE SEEN
RBC Agglutination | SJ Cellavision | Alpha Response | [10 empty] | 1+ |  | Abnormal
RBC Agglutination | SJ Cellavision | Alpha Response | [10 empty] | 2+ |  | Abnormal
RBC Agglutination | SJ Cellavision | Alpha Response | [10 empty] | 3+ |  | Abnormal
RBC Agglutination | SJ Cellavision | Alpha Response | [10 empty] | 4+ |  | Abnormal
RBC Agglutination | SJ Heme Manual | Alpha | 0 Minutes | 150 Years |  | All
RBC Agglutination | SJ Heme Manual | Alpha Response | [10 empty] | NONE SEEN
RBC Agglutination | SJ Heme Manual | Alpha Response | [10 empty] | 1+ |  | Abnormal
RBC Agglutination | SJ Heme Manual | Alpha Response | [10 empty] | 2+ |  | Abnormal
RBC Agglutination | SJ Heme Manual | Alpha Response | [10 empty] | 3+ |  | Abnormal
RBC Agglutination | SJ Heme Manual | Alpha Response | [10 empty] | 4+ |  | Abnormal
RBC Morphology | SJ Cellavision | Alpha | 0 Minutes | 150 Years |  | All
RBC Morphology | SJ Cellavision | Alpha Response | [10 empty] | Normal |  | Normal
RBC Morphology | SJ Cellavision | Alpha Response | [10 empty] | Abnormal |  | Abnormal
RBC Morphology | SJ Cellavision | Alpha Response | [10 empty] | See Note |  | Normal
RBC Morphology | SJ Heme Manual | Alpha | 0 Minutes | 150 Years |  | All
RBC Morphology | SJ Heme Manual | Alpha Response | [10 empty] | Normal | X | Normal
RBC Morphology | SJ Heme Manual | Alpha Response | [10 empty] | Abnormal |  | Abnormal
RBC Morphology | SJ Heme Manual | Alpha Response | [10 empty] | See Note |  | Normal
RDW | SJ XN 3000 L | Numeric | 0 Minutes | 150 Years |  | Male | 11.5 | 14.5 | [7 empty] | %
RDW | SJ XN 3000 L | Numeric | 0 Minutes | 150 Years |  | Female | 11.5 | 14.5 | [7 empty] | %
RDW-SD | SJ XN 3000 L | Numeric | 0 Minutes | 150 Years |  | Male
RDW-SD | SJ XN 3000 L | Numeric | 0 Minutes | 150 Years |  | Female
Reducing Substance Urine | SJ Urine Manual | Alpha | 0 Minutes | 150 Years |  | All
Reducing Substance Urine | SJ Urine Manual | Alpha Response | [10 empty] | 1+
Reducing Substance Urine | SJ Urine Manual | Alpha Response | [10 empty] | 2+
Reducing Substance Urine | SJ Urine Manual | Alpha Response | [10 empty] | 3+
Reducing Substance Urine | SJ Urine Manual | Alpha Response | [10 empty] | 4+
Reducing Substance Urine | SJ Urine Manual | Alpha Response | [10 empty] | 5+
Reducing Substance Urine | SJ Urine Manual | Alpha Response | [10 empty] | Negative
Resp Syncytial Virus | SJ GeneXpert A | Alpha | 0 Minutes | 150 Years |  | All
Resp Syncytial Virus | SJ GeneXpert A | Alpha Response | [10 empty] | Not Detected | X | Normal
Resp Syncytial Virus | SJ GeneXpert A | Alpha Response | [10 empty] | Detected |  | Abnormal
Resp Syncytial Virus | SJ GeneXpert A | Alpha Response | [10 empty] | Not Determined |  | Abnormal
Resp Virus PCR Interp | SJ BioFire | Alpha | 0 Minutes | 150 Years |  | All
Resp Virus PCR Interp | SJ BioFire | Alpha Response | [10 empty] | See Note
Resp Virus PCR Source | SJ BioFire | Freetext | 0 Minutes | 150 Years |  | All
Resp Virus PCR Source | SJ BioFire | Alpha Response | [10 empty] | NP Swab
Resp Virus PCR Source | SJ BioFire | Alpha Response | [10 empty] | Nasal Swab
Resp Virus PCR Source | SJ GeneXpert A | Freetext | 0 Minutes | 150 Years |  | All
Resp Virus PCR Source | SJ GeneXpert A | Alpha Response | [10 empty] | NP Swab
Resp Virus PCR Source | SJ GeneXpert A | Alpha Response | [10 empty] | Nasal Swab
Reticulocyte % | SJ XN 3000 L | Numeric | 0 Minutes | 150 Years |  | Male | 0.8 | 2.5 |  |  | 0 | 23 |  |  |  | %
Reticulocyte % | SJ XN 3000 L | Numeric | 0 Minutes | 150 Years |  | Female | 0.8 | 2.5 |  |  | 0 | 23 |  |  |  | %
RF Titer | SJ Immuno Manual | Alpha | 0 Minutes | 150 Years |  | All
RF Titer | SJ Immuno Manual | Alpha Response | [10 empty] | Negative |  | Normal
RF Titer | SJ Immuno Manual | Alpha Response | [10 empty] | 1:02
RF Titer | SJ Immuno Manual | Alpha Response | [10 empty] | 1:04
RF Titer | SJ Immuno Manual | Alpha Response | [10 empty] | 1:08
RF Titer | SJ Immuno Manual | Alpha Response | [10 empty] | 1:16
RF Titer | SJ Immuno Manual | Alpha Response | [10 empty] | 1:32
RF Titer | SJ Immuno Manual | Alpha Response | [10 empty] | 0.086111
RF Titer | SJ Immuno Manual | Alpha Response | [10 empty] | 0.13056
RF Titer | SJ Immuno Manual | Alpha Response | [10 empty] | 0.21944
RF Titer | SJ Immuno Manual | Alpha Response | [10 empty] | 0.39722
RF Titer | SJ Immuno Manual | Alpha Response | [10 empty] | 0.75278
RF Titer | SJ Immuno Manual | Alpha Response | [10 empty] | 1.4639
RF Titer | SJ Immuno Manual | Alpha Response | [10 empty] | 2.8861
RF Titer | SJ Immuno Manual | Alpha Response | [10 empty] | 5.7306
RF Titer | SJ Immuno Manual | Alpha Response | [10 empty] | >1:8192
Rheumatoid Factor | SJ Immuno Manual | Alpha | 0 Minutes | 150 Years |  | All
Rheumatoid Factor | SJ Immuno Manual | Alpha Response | [10 empty] | Negative | X | Normal
Rheumatoid Factor | SJ Immuno Manual | Alpha Response | [10 empty] | Positive |  | Abnormal
RhIG Dosage | SJ Heme Manual | Calculation | 0 Minutes | 150 Years |  | All | [9 empty] | dose(s)
Rhinovirus/Enterovirus RNA Amp | SJ BioFire | Alpha | 0 Minutes | 150 Years |  | All
Rhinovirus/Enterovirus RNA Amp | SJ BioFire | Alpha Response | [10 empty] | Detected |  | Abnormal
Rhinovirus/Enterovirus RNA Amp | SJ BioFire | Alpha Response | [10 empty] | Not Detected | X | Normal
Rhinovirus/Enterovirus RNA Amp | SJ BioFire | Alpha Response | [10 empty] | Not Determined |  | Abnormal
Rouleaux | SJ Cellavision | Alpha | 0 Minutes | 150 Years |  | All
Rouleaux | SJ Cellavision | Alpha Response | [10 empty] | Present |  | Abnormal
Rouleaux | SJ Cellavision | Alpha Response | [10 empty] | Slight |  | Abnormal
Rouleaux | SJ Cellavision | Alpha Response | [10 empty] | Footnote |  | Normal
Rouleaux | SJ Cellavision | Alpha Response | [10 empty] | 1+ |  | Abnormal
Rouleaux | SJ Cellavision | Alpha Response | [10 empty] | 2+ |  | Abnormal
Rouleaux | SJ Cellavision | Alpha Response | [10 empty] | 3+ |  | Abnormal
Rouleaux | SJ Cellavision | Alpha Response | [10 empty] | 4+ |  | Abnormal
Rouleaux | SJ Heme Manual | Alpha | 0 Minutes | 150 Years |  | All
Rouleaux | SJ Heme Manual | Alpha Response | [10 empty] | Present |  | Abnormal
Rouleaux | SJ Heme Manual | Alpha Response | [10 empty] | Slight |  | Abnormal
Rouleaux | SJ Heme Manual | Alpha Response | [10 empty] | Footnote |  | Normal
Rouleaux | SJ Heme Manual | Alpha Response | [10 empty] | 1+ |  | Abnormal
Rouleaux | SJ Heme Manual | Alpha Response | [10 empty] | 2+ |  | Abnormal
Rouleaux | SJ Heme Manual | Alpha Response | [10 empty] | 3+ |  | Abnormal
Rouleaux | SJ Heme Manual | Alpha Response | [10 empty] | 4+ |  | Abnormal
RPR | SJ Immuno Manual | Alpha | 0 Minutes | 150 Years |  | All
RPR | SJ Immuno Manual | Alpha Response | [10 empty] | Non-Reactive | X | Normal
RPR | SJ Immuno Manual | Alpha Response | [10 empty] | Weak Reactive |  | Abnormal
RPR | SJ Immuno Manual | Alpha Response | [10 empty] | Reactive |  | Abnormal
RPR Titer | SJ Immuno Manual | Alpha | 0 Minutes | 150 Years |  | All
RPR Titer | SJ Immuno Manual | Alpha Response | [10 empty] | Non-Reactive |  | Normal
RPR Titer | SJ Immuno Manual | Alpha Response | [10 empty] | 1:02
RPR Titer | SJ Immuno Manual | Alpha Response | [10 empty] | 1:04
RPR Titer | SJ Immuno Manual | Alpha Response | [10 empty] | 1:08
RPR Titer | SJ Immuno Manual | Alpha Response | [10 empty] | 1:16
RPR Titer | SJ Immuno Manual | Alpha Response | [10 empty] | 1:32
RPR Titer | SJ Immuno Manual | Alpha Response | [10 empty] | 0.086111
RPR Titer | SJ Immuno Manual | Alpha Response | [10 empty] | 0.13056
RPR Titer | SJ Immuno Manual | Alpha Response | [10 empty] | 0.21944
RPR Titer | SJ Immuno Manual | Alpha Response | [10 empty] | 0.39722
RPR Titer | SJ Immuno Manual | Alpha Response | [10 empty] | 0.75278
RPR Titer | SJ Immuno Manual | Alpha Response | [10 empty] | 1.4639
RPR Titer | SJ Immuno Manual | Alpha Response | [10 empty] | 2.8861
RPR Titer | SJ Immuno Manual | Alpha Response | [10 empty] | 5.7306
RPR Titer | SJ Immuno Manual | Alpha Response | [10 empty] | >1:8192
RSV Ag Result | SJ Rapid Bench | Alpha | 0 Minutes | 150 Years |  | All
RSV Ag Result | SJ Rapid Bench | Alpha Response | [10 empty] | Negative | X | Normal
RSV Ag Result | SJ Rapid Bench | Alpha Response | [10 empty] | Positive |  | Abnormal
RSV RNA Amp | SJ BioFire | Alpha | 0 Minutes | 150 Years |  | All
RSV RNA Amp | SJ BioFire | Alpha Response | [10 empty] | Detected |  | Abnormal
RSV RNA Amp | SJ BioFire | Alpha Response | [10 empty] | Not Detected | X | Normal
RSV RNA Amp | SJ BioFire | Alpha Response | [10 empty] | Not Determined |  | Abnormal
Salicylate | SJ Vitros 5600 A | Numeric | 0 Minutes | 150 Years |  | All |  | 20 |  | 40 | 1 | 800 |  |  |  | mg/dL
Salmonella species PCR | SJ BioFire | Alpha | 0 Minutes | 150 Years |  | All
Salmonella species PCR | SJ BioFire | Alpha Response | [10 empty] | Detected |  | Critical
Salmonella species PCR | SJ BioFire | Alpha Response | [10 empty] | Not Detected | X | Normal
Salmonella species PCR | SJ BioFire | Alpha Response | [10 empty] | Not Determined |  | Normal
SARS-CoV-2 RNA Amp | SJ BioFire | Alpha | 0 Minutes | 150 Years |  | All
SARS-CoV-2 RNA Amp | SJ BioFire | Alpha Response | [10 empty] | Not Detected | X | Normal
SARS-CoV-2 RNA Amp | SJ BioFire | Alpha Response | [10 empty] | Detected |  | Abnormal
SARS-CoV-2 RNA Amp | SJ BioFire | Alpha Response | [10 empty] | Not Determined |  | Abnormal
SARS-CoV-2 RNA Amp | SJ BioFire | Alpha Response | [10 empty] | Not Determined |  | Abnormal
SARS-CoV-2 RNA Amp | SJ GeneXpert A | Alpha | 0 Minutes | 150 Years |  | All
SARS-CoV-2 RNA Amp | SJ GeneXpert A | Alpha Response | [10 empty] | Not Detected | X | Normal
SARS-CoV-2 RNA Amp | SJ GeneXpert A | Alpha Response | [10 empty] | Detected |  | Abnormal
SARS-CoV-2 RNA Amp | SJ GeneXpert A | Alpha Response | [10 empty] | Not Determined |  | Abnormal
SARS-CoV-2 RNA Amplif | SJ GeneXpert A | Alpha | 0 Minutes | 150 Years |  | All
SARS-CoV-2 RNA Amplif | SJ GeneXpert A | Alpha Response | [10 empty] | Not Detected | X | Normal
SARS-CoV-2 RNA Amplif | SJ GeneXpert A | Alpha Response | [10 empty] | Detected |  | Abnormal
SARS-CoV-2 RNA Amplif | SJ GeneXpert A | Alpha Response | [10 empty] | Not Determined |  | Abnormal
SARS-Symptoms Date of Onset (mm/dd/yy) | All |  | 0 Minutes | 150 Years |  | All
Schistocytes | SJ Cellavision | Alpha | 0 Minutes | 150 Years |  | All
Schistocytes | SJ Cellavision | Alpha Response | [10 empty] | Slight |  | Abnormal
Schistocytes | SJ Cellavision | Alpha Response | [10 empty] | 1+ |  | Abnormal
Schistocytes | SJ Cellavision | Alpha Response | [10 empty] | 2+ |  | Abnormal
Schistocytes | SJ Cellavision | Alpha Response | [10 empty] | 3+ |  | Abnormal
Schistocytes | SJ Cellavision | Alpha Response | [10 empty] | 4+ |  | Abnormal
Schistocytes | SJ Cellavision | Alpha Response | [10 empty] | Footnote |  | Normal
Schistocytes | SJ Heme Manual | Alpha | 0 Minutes | 150 Years |  | All
Schistocytes | SJ Heme Manual | Alpha Response | [10 empty] | Slight |  | Abnormal
Schistocytes | SJ Heme Manual | Alpha Response | [10 empty] | 1+ |  | Abnormal
Schistocytes | SJ Heme Manual | Alpha Response | [10 empty] | 2+ |  | Abnormal
Schistocytes | SJ Heme Manual | Alpha Response | [10 empty] | 3+ |  | Abnormal
Schistocytes | SJ Heme Manual | Alpha Response | [10 empty] | 4+ |  | Abnormal
Schistocytes | SJ Heme Manual | Alpha Response | [10 empty] | Footnote |  | Normal
Sed Rate Westergren | SJ Heme Manual | Numeric | 0 Minutes | 50 Years |  | Male | 0 | 15 |  |  | 1 | 145 |  |  |  | mm/hr
Sed Rate Westergren | SJ Heme Manual | Numeric | 50 Years | 150 Years |  | Male | 0 | 20 |  |  | 1 | 145 |  |  |  | mm/hr
Sed Rate Westergren | SJ Heme Manual | Numeric | 0 Minutes | 50 Years |  | Female | 0 | 20 |  |  | 1 | 145 |  |  |  | mm/hr
Sed Rate Westergren | SJ Heme Manual | Numeric | 50 Years | 150 Years |  | Female | 0 | 30 |  |  | 1 | 145 |  |  |  | mm/hr
Segs | SJ Cellavision | Numeric | 0 Minutes | 5 Years |  | Male | 12 | 35 | [7 empty] | %
Segs | SJ Cellavision | Alpha Response | [10 empty] | N/A
Segs | SJ Cellavision | Numeric | 5 Years | 14 Years |  | Male | 30 | 50 | [7 empty] | %
Segs | SJ Cellavision | Alpha Response | [10 empty] | N/A
Segs | SJ Cellavision | Numeric | 14 Years | 150 Years |  | Male | 35 | 70 | [7 empty] | %
Segs | SJ Cellavision | Alpha Response | [10 empty] | N/A
Segs | SJ Cellavision | Numeric | 0 Minutes | 5 Years |  | Female | 12 | 35 | [7 empty] | %
Segs | SJ Cellavision | Alpha Response | [10 empty] | N/A
Segs | SJ Cellavision | Numeric | 5 Years | 14 Years |  | Female | 30 | 50 | [7 empty] | %
Segs | SJ Cellavision | Alpha Response | [10 empty] | N/A
Segs | SJ Cellavision | Numeric | 14 Years | 150 Years |  | Female | 35 | 70 | [7 empty] | %
Segs | SJ Cellavision | Alpha Response | [10 empty] | N/A
Segs | SJ Heme Manual | Numeric | 0 Minutes | 150 Years |  | Male
Segs | SJ Heme Manual | Alpha Response | [10 empty] | N/A
Segs | SJ Heme Manual | Numeric | 0 Minutes | 150 Years |  | Female
Segs | SJ Heme Manual | Alpha Response | [10 empty] | N/A
Sepsis Suspected? | All |  | 0 Minutes | 150 Years |  | All
Sepsis Suspected? | All | Alpha Response | [10 empty] | No
Sepsis Suspected? | All | Alpha Response | [10 empty] | Yes
Sepsis Suspected? | All | Alpha Response | [10 empty] | Follow Up
Serratia marcescens PCR | SJ BioFire | Alpha | 0 Minutes | 150 Years |  | All
Serratia marcescens PCR | SJ BioFire | Alpha Response | [10 empty] | Detected |  | Critical
Serratia marcescens PCR | SJ BioFire | Alpha Response | [10 empty] | Not Detected | X | Normal
Serratia marcescens PCR | SJ BioFire | Alpha Response | [10 empty] | Not Determined |  | Normal
Sickle Cell Screen | SJ Heme Manual | Alpha | 0 Minutes | 150 Years |  | All
Sickle Cell Screen | SJ Heme Manual | Alpha Response | [10 empty] | Negative | X | Normal
Sickle Cell Screen | SJ Heme Manual | Alpha Response | [10 empty] | Positive |  | Abnormal
Sickle Cells | SJ Cellavision | Alpha | 0 Minutes | 150 Years |  | All
Sickle Cells | SJ Cellavision | Alpha Response | [10 empty] | 1+ |  | Abnormal
Sickle Cells | SJ Cellavision | Alpha Response | [10 empty] | 2+ |  | Abnormal
Sickle Cells | SJ Cellavision | Alpha Response | [10 empty] | 3+ |  | Abnormal
Sickle Cells | SJ Cellavision | Alpha Response | [10 empty] | Present |  | Abnormal
Sickle Cells | SJ Cellavision | Alpha Response | [10 empty] | See Note |  | Normal
Sickle Cells | SJ Heme Manual | Alpha | 0 Minutes | 150 Years |  | All
Sickle Cells | SJ Heme Manual | Alpha Response | [10 empty] | Present |  | Abnormal
Sickle Cells | SJ Heme Manual | Alpha Response | [10 empty] | See Note |  | Normal
Smudge Cells | SJ Cellavision | Alpha | 0 Minutes | 150 Years |  | All
Smudge Cells | SJ Cellavision | Alpha Response | [10 empty] | Present |  | Abnormal
Smudge Cells | SJ Cellavision | Alpha Response | [10 empty] | Footnote |  | Normal
Smudge Cells | SJ Heme Manual | Alpha | 0 Minutes | 150 Years |  | All
Smudge Cells | SJ Heme Manual | Alpha Response | [10 empty] | Present |  | Abnormal
Smudge Cells | SJ Heme Manual | Alpha Response | [10 empty] | Footnote |  | Normal
Sodium 24Hr Urine | SJ Vitros 5600 A | Calculation | 0 Minutes | 150 Years |  | Male | 40 | 220 | [7 empty] | mmol/day
Sodium 24Hr Urine | SJ Vitros 5600 A | Calculation | 0 Minutes | 150 Years |  | Female | 40 | 220 | [7 empty] | mmol/day
Sodium Level | SJ Vitros 5600 A | Numeric | 0 Minutes | 60 Days |  | Male | 137 | 144 | 131 | 149 | 75 | 250 |  |  |  | mmol/L
Sodium Level | SJ Vitros 5600 A | Numeric | 60 Days | 150 Years |  | Male | 137 | 145 | 121 | 159 | 75 | 250 |  |  |  | mmol/L
Sodium Level | SJ Vitros 5600 A | Numeric | 0 Minutes | 60 Days |  | Female | 137 | 144 | 131 | 149 | 75 | 250 |  |  |  | mmol/L
Sodium Level | SJ Vitros 5600 A | Numeric | 60 Days | 150 Years |  | Female | 137 | 145 | 121 | 159 | 75 | 250 |  |  |  | mmol/L
Sodium Random Urine | SJ Vitros 5600 A | Numeric | 0 Minutes | 150 Years |  | Male | 30 | 90 |  |  | 5 | 250 |  |  |  | mmol/L
Sodium Random Urine | SJ Vitros 5600 A | Numeric | 0 Minutes | 150 Years |  | Female | 30 | 90 |  |  | 5 | 250 |  |  |  | mmol/L
Sodium Urine | SJ Vitros 5600 A | Numeric | 0 Minutes | 150 Years |  | Male | 30 | 90 |  |  | 5 | 250 |  |  |  | mmol/L
Sodium Urine | SJ Vitros 5600 A | Numeric | 0 Minutes | 150 Years |  | Female | 30 | 90 |  |  | 5 | 250 |  |  |  | mmol/L
Source Wet Prep | All |  | 0 Minutes | 150 Years |  | All
Spherocyte | SJ Cellavision | Alpha | 0 Minutes | 150 Years |  | All
Spherocyte | SJ Cellavision | Alpha Response | [10 empty] | Slight |  | Abnormal
Spherocyte | SJ Cellavision | Alpha Response | [10 empty] | 1+ |  | Abnormal
Spherocyte | SJ Cellavision | Alpha Response | [10 empty] | 2+ |  | Abnormal
Spherocyte | SJ Cellavision | Alpha Response | [10 empty] | 3+ |  | Abnormal
Spherocyte | SJ Cellavision | Alpha Response | [10 empty] | 4+ |  | Abnormal
Spherocyte | SJ Cellavision | Alpha Response | [10 empty] | Footnote |  | Normal
Spherocyte | SJ Heme Manual | Alpha | 0 Minutes | 150 Years |  | All
Spherocyte | SJ Heme Manual | Alpha Response | [10 empty] | Slight |  | Abnormal
Spherocyte | SJ Heme Manual | Alpha Response | [10 empty] | 1+ |  | Abnormal
Spherocyte | SJ Heme Manual | Alpha Response | [10 empty] | 2+ |  | Abnormal
Spherocyte | SJ Heme Manual | Alpha Response | [10 empty] | 3+ |  | Abnormal
Spherocyte | SJ Heme Manual | Alpha Response | [10 empty] | 4+ |  | Abnormal
Spherocyte | SJ Heme Manual | Alpha Response | [10 empty] | Footnote |  | Normal
Staphylococcus aureus PCR | SJ BioFire | Alpha | 0 Minutes | 150 Years |  | All
Staphylococcus aureus PCR | SJ BioFire | Alpha Response | [10 empty] | Detected |  | Critical
Staphylococcus aureus PCR | SJ BioFire | Alpha Response | [10 empty] | Not Detected | X | Normal
Staphylococcus aureus PCR | SJ BioFire | Alpha Response | [10 empty] | Not Determined |  | Normal
Staphylococcus epidermidis PCR | SJ BioFire | Alpha | 0 Minutes | 150 Years |  | All
Staphylococcus epidermidis PCR | SJ BioFire | Alpha Response | [10 empty] | Detected |  | Critical
Staphylococcus epidermidis PCR | SJ BioFire | Alpha Response | [10 empty] | Not Detected | X | Normal
Staphylococcus epidermidis PCR | SJ BioFire | Alpha Response | [10 empty] | Not Determined |  | Normal
Staphylococcus lugdunensis PCR | SJ BioFire | Alpha | 0 Minutes | 150 Years |  | All
Staphylococcus lugdunensis PCR | SJ BioFire | Alpha Response | [10 empty] | Detected |  | Critical
Staphylococcus lugdunensis PCR | SJ BioFire | Alpha Response | [10 empty] | Not Detected | X | Normal
Staphylococcus lugdunensis PCR | SJ BioFire | Alpha Response | [10 empty] | Not Determined |  | Normal
Staphylococcus species PCR | SJ BioFire | Alpha | 0 Minutes | 150 Years |  | All
Staphylococcus species PCR | SJ BioFire | Alpha Response | [10 empty] | Detected |  | Critical
Staphylococcus species PCR | SJ BioFire | Alpha Response | [10 empty] | Not Detected | X | Normal
Staphylococcus species PCR | SJ BioFire | Alpha Response | [10 empty] | Not Determined |  | Normal
Stenotrophomonas maltophilia PCR | SJ BioFire | Alpha | 0 Minutes | 150 Years |  | All
Stenotrophomonas maltophilia PCR | SJ BioFire | Alpha Response | [10 empty] | Detected |  | Critical
Stenotrophomonas maltophilia PCR | SJ BioFire | Alpha Response | [10 empty] | Not Detected | X | Normal
Stenotrophomonas maltophilia PCR | SJ BioFire | Alpha Response | [10 empty] | Not Determined |  | Normal
Stomatocytes | SJ Cellavision | Alpha | 0 Minutes | 150 Years |  | All
Stomatocytes | SJ Cellavision | Alpha Response | [10 empty] | Slight |  | Abnormal
Stomatocytes | SJ Cellavision | Alpha Response | [10 empty] | 1+ |  | Abnormal
Stomatocytes | SJ Cellavision | Alpha Response | [10 empty] | 2+ |  | Abnormal
Stomatocytes | SJ Cellavision | Alpha Response | [10 empty] | 3+ |  | Abnormal
Stomatocytes | SJ Cellavision | Alpha Response | [10 empty] | 4+ |  | Abnormal
Stomatocytes | SJ Cellavision | Alpha Response | [10 empty] | Footnote |  | Normal
Stomatocytes | SJ Heme Manual | Alpha | 0 Minutes | 150 Years |  | All
Stomatocytes | SJ Heme Manual | Alpha Response | [10 empty] | Slight |  | Abnormal
Stomatocytes | SJ Heme Manual | Alpha Response | [10 empty] | 1+ |  | Abnormal
Stomatocytes | SJ Heme Manual | Alpha Response | [10 empty] | 2+ |  | Abnormal
Stomatocytes | SJ Heme Manual | Alpha Response | [10 empty] | 3+ |  | Abnormal
Stomatocytes | SJ Heme Manual | Alpha Response | [10 empty] | 4+ |  | Abnormal
Stomatocytes | SJ Heme Manual | Alpha Response | [10 empty] | Footnote |  | Normal
Strep A Screen | SJ Rapid Bench | Alpha | 0 Minutes | 150 Years |  | All
Strep A Screen | SJ Rapid Bench | Alpha Response | [10 empty] | Positive |  | Abnormal
Strep A Screen | SJ Rapid Bench | Alpha Response | [10 empty] | Negative | X
Strep A Screen | SJ Rapid Bench | Alpha Response | [10 empty] | Inconclusive |  | Abnormal
Strep pneumo Ag Ur | SJ Rapid Bench | Alpha | 0 Minutes | 150 Years |  | All
Strep pneumo Ag Ur | SJ Rapid Bench | Alpha Response | [10 empty] | Negative
Strep pneumo Ag Ur | SJ Rapid Bench | Alpha Response | [10 empty] | Positive |  | Abnormal
Streptococcus Group A PCR | SJ BioFire | Alpha | 0 Minutes | 150 Years |  | All
Streptococcus Group A PCR | SJ BioFire | Alpha Response | [10 empty] | Detected |  | Critical
Streptococcus Group A PCR | SJ BioFire | Alpha Response | [10 empty] | Not Detected | X | Normal
Streptococcus Group A PCR | SJ BioFire | Alpha Response | [10 empty] | Not Determined |  | Normal
Streptococcus Group B PCR | SJ BioFire | Alpha | 0 Minutes | 150 Years |  | All
Streptococcus Group B PCR | SJ BioFire | Alpha Response | [10 empty] | Detected |  | Critical
Streptococcus Group B PCR | SJ BioFire | Alpha Response | [10 empty] | Not Detected | X | Normal
Streptococcus Group B PCR | SJ BioFire | Alpha Response | [10 empty] | Not Determined |  | Normal
Streptococcus pneumoniae PCR | SJ BioFire | Alpha | 0 Minutes | 150 Years |  | All
Streptococcus pneumoniae PCR | SJ BioFire | Alpha Response | [10 empty] | Detected |  | Critical
Streptococcus pneumoniae PCR | SJ BioFire | Alpha Response | [10 empty] | Not Detected | X | Normal
Streptococcus pneumoniae PCR | SJ BioFire | Alpha Response | [10 empty] | Not Determined |  | Normal
Streptococcus species PCR | SJ BioFire | Alpha | 0 Minutes | 150 Years |  | All
Streptococcus species PCR | SJ BioFire | Alpha Response | [10 empty] | Detected |  | Critical
Streptococcus species PCR | SJ BioFire | Alpha Response | [10 empty] | Not Detected | X | Normal
Streptococcus species PCR | SJ BioFire | Alpha Response | [10 empty] | Not Determined |  | Normal
T3 Total | SJ Vitros 5600 A | Numeric | 0 Minutes | 150 Years |  | All | 0.97 | 1.69 |  |  | 0.128 | 7.81 |  |  |  | ng/mL
T4 | SJ Vitros 5600 A | Numeric | 0 Minutes | 150 Years |  | Male | 5.53 | 11 |  |  | 0.41 | 24.9 |  |  |  | ug/dL
T4 | SJ Vitros 5600 A | Numeric | 0 Minutes | 150 Years |  | Female | 5.53 | 11 |  |  | 0.41 | 24.9 |  |  |  | ug/dL
T4 Free | SJ Vitros 5600 A | Numeric | 0 Minutes | 150 Years |  | Male | 0.78 | 2.19 |  |  | 0.07 | 6.99 |  |  |  | ng/dL
T4 Free | SJ Vitros 5600 A | Numeric | 0 Minutes | 150 Years |  | Female | 0.78 | 2.19 |  |  | 0.07 | 6.99 |  |  |  | ng/dL
Target Cells | SJ Cellavision | Alpha | 0 Minutes | 150 Years |  | All
Target Cells | SJ Cellavision | Alpha Response | [10 empty] | Slight |  | Abnormal
Target Cells | SJ Cellavision | Alpha Response | [10 empty] | 1+ |  | Abnormal
Target Cells | SJ Cellavision | Alpha Response | [10 empty] | 2+ |  | Abnormal
Target Cells | SJ Cellavision | Alpha Response | [10 empty] | 3+ |  | Abnormal
Target Cells | SJ Cellavision | Alpha Response | [10 empty] | 4+ |  | Abnormal
Target Cells | SJ Cellavision | Alpha Response | [10 empty] | Footnote |  | Normal
Target Cells | SJ Heme Manual | Alpha | 0 Minutes | 150 Years |  | All
Target Cells | SJ Heme Manual | Alpha Response | [10 empty] | Slight |  | Abnormal
Target Cells | SJ Heme Manual | Alpha Response | [10 empty] | 1+ |  | Abnormal
Target Cells | SJ Heme Manual | Alpha Response | [10 empty] | 2+ |  | Abnormal
Target Cells | SJ Heme Manual | Alpha Response | [10 empty] | 3+ |  | Abnormal
Target Cells | SJ Heme Manual | Alpha Response | [10 empty] | 4+ |  | Abnormal
Target Cells | SJ Heme Manual | Alpha Response | [10 empty] | Footnote |  | Normal
Tear Drop Cells | SJ Cellavision | Alpha | 0 Minutes | 150 Years |  | All
Tear Drop Cells | SJ Cellavision | Alpha Response | [10 empty] | Slight |  | Abnormal
Tear Drop Cells | SJ Cellavision | Alpha Response | [10 empty] | 1+ |  | Abnormal
Tear Drop Cells | SJ Cellavision | Alpha Response | [10 empty] | 2+ |  | Abnormal
Tear Drop Cells | SJ Cellavision | Alpha Response | [10 empty] | 3+ |  | Abnormal
Tear Drop Cells | SJ Cellavision | Alpha Response | [10 empty] | 4+ |  | Abnormal
Tear Drop Cells | SJ Cellavision | Alpha Response | [10 empty] | Footnote |  | Normal
Tear Drop Cells | SJ Heme Manual | Alpha | 0 Minutes | 150 Years |  | All
Tear Drop Cells | SJ Heme Manual | Alpha Response | [10 empty] | Slight |  | Abnormal
Tear Drop Cells | SJ Heme Manual | Alpha Response | [10 empty] | 1+ |  | Abnormal
Tear Drop Cells | SJ Heme Manual | Alpha Response | [10 empty] | 2+ |  | Abnormal
Tear Drop Cells | SJ Heme Manual | Alpha Response | [10 empty] | 3+ |  | Abnormal
Tear Drop Cells | SJ Heme Manual | Alpha Response | [10 empty] | 4+ |  | Abnormal
Tear Drop Cells | SJ Heme Manual | Alpha Response | [10 empty] | Footnote |  | Normal
TIBC | SJ Vitros 5600 A | Calculation | 0 Minutes | 150 Years |  | Male | 250 | 410 | [7 empty] | ug/dL
TIBC | SJ Vitros 5600 A | Calculation | 0 Minutes | 150 Years |  | Female | 250 | 410 | [7 empty] | ug/dL
Total Cells Counted | SJ Cellavision | Numeric | 0 Minutes | 150 Years |  | All
Total Cells Counted | SJ Heme Manual | Calculation | 0 Minutes | 150 Years |  | All
Total Protein | SJ Vitros 5600 A | Numeric | 0 Minutes | 150 Years |  | Male | 6.3 | 8.2 |  |  | 2 | 110 |  |  |  | g/dL
Total Protein | SJ Vitros 5600 A | Numeric | 0 Minutes | 150 Years |  | Female | 6.3 | 8.2 |  |  | 2 | 110 |  |  |  | g/dL
Total RBCs Counted | All |  | 0 Minutes | 150 Years |  | All
Toxic Granulation | SJ Cellavision | Alpha | 0 Minutes | 150 Years |  | All
Toxic Granulation | SJ Cellavision | Alpha Response | [10 empty] | Present |  | Abnormal
Toxic Granulation | SJ Cellavision | Alpha Response | [10 empty] | Footnote |  | Normal
Toxic Granulation | SJ Heme Manual | Alpha | 0 Minutes | 150 Years |  | All
Toxic Granulation | SJ Heme Manual | Alpha Response | [10 empty] | Present |  | Abnormal
Toxic Granulation | SJ Heme Manual | Alpha Response | [10 empty] | Footnote |  | Normal
Toxigenic C. diff 027 DNA | SJ GeneXpert A | Alpha | 0 Minutes | 150 Years |  | All
Toxigenic C. diff 027 DNA | SJ GeneXpert A | Alpha Response | [10 empty] | Presumptive Not Detected | X | Normal
Toxigenic C. diff 027 DNA | SJ GeneXpert A | Alpha Response | [10 empty] | Presumptive Detected |  | Abnormal
Toxigenic C. diff 027 DNA | SJ GeneXpert A | Alpha Response | [10 empty] | Not Determined |  | Abnormal
Toxigenic C. diff DNA | SJ GeneXpert A | Alpha | 0 Minutes | 150 Years |  | All
Toxigenic C. diff DNA | SJ GeneXpert A | Alpha Response | [10 empty] | Not Detected | X | Normal
Toxigenic C. diff DNA | SJ GeneXpert A | Alpha Response | [10 empty] | Detected |  | Abnormal
Toxigenic C. diff DNA | SJ GeneXpert A | Alpha Response | [10 empty] | Not Determined |  | Abnormal
Transferrin | SJ Vitros 5600 A | Numeric | 0 Minutes | 150 Years |  | Male | 206 | 381 |  |  | 80 | 7500 |  |  |  | mg/dL
Transferrin | SJ Vitros 5600 A | Numeric | 0 Minutes | 150 Years |  | Female | 206 | 381 |  |  | 80 | 7500 |  |  |  | mg/dL
Trichomonas Wet Prep | SJ Rapid Bench | Alpha | 0 Minutes | 150 Years |  | All
Trichomonas Wet Prep | SJ Rapid Bench | Alpha Response | [10 empty] | Present |  | Abnormal
Trichomonas Wet Prep | SJ Rapid Bench | Alpha Response | [10 empty] | Absent | X | Normal
Triglycerides | SJ Vitros 5600 A | Numeric | 0 Minutes | 150 Years |  | Male |  | 150 |  |  | 10 | 10500 |  |  |  | mg/dL
Triglycerides | SJ Vitros 5600 A | Numeric | 0 Minutes | 150 Years |  | Female |  | 150 |  |  | 10 | 10500 |  |  |  | mg/dL
Troponin I | SJ Vitros 5600 A | Numeric | 0 Minutes | 150 Years |  | All |  | 0.04 |  | 0.039 | 0.012 | 800 |  |  |  | ng/mL
TSH Third Generation | SJ Vitros 5600 A | Numeric | 0 Minutes | 150 Years |  | Male | 0.46 | 5 |  |  | 0.015 | 1000 |  |  |  | mIU/L
TSH Third Generation | SJ Vitros 5600 A | Numeric | 0 Minutes | 150 Years |  | Female | 0.46 | 5 |  |  | 0.015 | 1000 |  |  |  | mIU/L
TV 24h U Amylase | SJ Vitros 5600 A | Numeric | 0 Minutes | 150 Years |  | All
TV 24h U Calcium | SJ Vitros 5600 A | Numeric | 0 Minutes | 150 Years |  | All | [9 empty] | mL
TV 24h U Chloride | SJ Vitros 5600 A | Numeric | 0 Minutes | 150 Years |  | All | [9 empty] | mL
TV 24h U Creat | SJ Vitros 5600 A | Numeric | 0 Minutes | 150 Years |  | All | [9 empty] | mL
TV 24h U Ct Clear | SJ Vitros 5600 A | Numeric | 0 Minutes | 150 Years |  | All | [9 empty] | mL
TV 24h U K | SJ Vitros 5600 A | Numeric | 0 Minutes | 150 Years |  | All | [9 empty] | mL
TV 24h U Microalb | SJ Vitros 5600 A | Numeric | 0 Minutes | 150 Years |  | All | [9 empty] | mL
TV 24h U Na | SJ Vitros 5600 A | Numeric | 0 Minutes | 150 Years |  | All | [9 empty] | mL
TV 24h U Phos | SJ Vitros 5600 A | Numeric | 0 Minutes | 150 Years |  | All | [9 empty] | mL
TV 24h U Prot | SJ Vitros 5600 A | Numeric | 0 Minutes | 150 Years |  | All | [9 empty] | mL
TV 24h U UN | SJ Vitros 5600 A | Numeric | 0 Minutes | 150 Years |  | All | [9 empty] | mL
U2 Amy | SJ Vitros 5600 A | Calculation | 0 Minutes | 150 Years |  | All | 32 | 641 | [7 empty] | u/2hr
Ur Amorph Crystals | SJ AUWI DNLD | Alpha | 0 Minutes | 150 Years |  | All | [9 empty] | /hpf
Ur Amorph Crystals | SJ AUWI DNLD | Alpha Response | [10 empty] | Trace |  | Normal
Ur Amorph Crystals | SJ AUWI DNLD | Alpha Response | [10 empty] | Small |  | Normal
Ur Amorph Crystals | SJ AUWI DNLD | Alpha Response | [10 empty] | Moderate |  | Normal
Ur Amorph Crystals | SJ AUWI DNLD | Alpha Response | [10 empty] | Large |  | Abnormal
Ur Amorph Crystals | SJ Clinitek Novus | Alpha | 0 Minutes | 150 Years |  | All | [9 empty] | /hpf
Ur Amorph Crystals | SJ Clinitek Novus | Alpha Response | [10 empty] | Trace |  | Normal
Ur Amorph Crystals | SJ Clinitek Novus | Alpha Response | [10 empty] | Small |  | Normal
Ur Amorph Crystals | SJ Clinitek Novus | Alpha Response | [10 empty] | Moderate |  | Normal
Ur Amorph Crystals | SJ Clinitek Novus | Alpha Response | [10 empty] | Large |  | Abnormal
Ur Amorph Crystals | SJ UF-1000i | Alpha | 0 Minutes | 150 Years |  | All | [9 empty] | /hpf
Ur Amorph Crystals | SJ UF-1000i | Alpha Response | [10 empty] | Trace |  | Normal
Ur Amorph Crystals | SJ UF-1000i | Alpha Response | [10 empty] | Small |  | Normal
Ur Amorph Crystals | SJ UF-1000i | Alpha Response | [10 empty] | Moderate |  | Normal
Ur Amorph Crystals | SJ UF-1000i | Alpha Response | [10 empty] | Large |  | Abnormal
Ur Amorph Crystals | SJ Urine Manual | Alpha | 0 Minutes | 150 Years |  | All | [9 empty] | /lpf
Ur Amorph Crystals | SJ Urine Manual | Alpha Response | [10 empty] | Gross
Ur Amorph Crystals | SJ Urine Manual | Alpha Response | [10 empty] | Moderate
Ur Amorph Crystals | SJ Urine Manual | Alpha Response | [10 empty] | Large
Ur Appearance | SJ AUWI DNLD | Alpha | 0 Minutes | 150 Years |  | All
Ur Appearance | SJ AUWI DNLD | Alpha Response | [10 empty] | Clear |  | Normal
Ur Appearance | SJ AUWI DNLD | Alpha Response | [10 empty] | Cloudy |  | Normal
Ur Appearance | SJ AUWI DNLD | Alpha Response | [10 empty] | Turbid |  | Abnormal
Ur Appearance | SJ Clinitek Novus | Alpha | 0 Minutes | 150 Years |  | All
Ur Appearance | SJ Clinitek Novus | Alpha Response | [10 empty] | Clear |  | Normal
Ur Appearance | SJ Clinitek Novus | Alpha Response | [10 empty] | Cloudy |  | Normal
Ur Appearance | SJ Clinitek Novus | Alpha Response | [10 empty] | Turbid |  | Abnormal
Ur Appearance | SJ UF-1000i | Alpha | 0 Minutes | 150 Years |  | All
Ur Appearance | SJ UF-1000i | Alpha Response | [10 empty] | Clear |  | Normal
Ur Appearance | SJ UF-1000i | Alpha Response | [10 empty] | Cloudy |  | Normal
Ur Appearance | SJ UF-1000i | Alpha Response | [10 empty] | Turbid |  | Abnormal
Ur Bacteria | SJ AUWI DNLD | Alpha | 0 Minutes | 150 Years |  | All | [9 empty] | /hpf
Ur Bacteria | SJ AUWI DNLD | Alpha Response | [10 empty] | Negative | X | Normal
Ur Bacteria | SJ AUWI DNLD | Alpha Response | [10 empty] | 1+ |  | Abnormal
Ur Bacteria | SJ AUWI DNLD | Alpha Response | [10 empty] | 2+ |  | Abnormal
Ur Bacteria | SJ AUWI DNLD | Alpha Response | [10 empty] | 3+ |  | Abnormal
Ur Bacteria | SJ AUWI DNLD | Alpha Response | [10 empty] | 4+ |  | Abnormal
Ur Bacteria | SJ AUWI DNLD | Alpha Response | [10 empty] | 5+ |  | Abnormal
Ur Bacteria | SJ Clinitek Novus | Alpha | 0 Minutes | 150 Years |  | All | [9 empty] | /hpf
Ur Bacteria | SJ Clinitek Novus | Alpha Response | [10 empty] | Negative | X | Normal
Ur Bacteria | SJ Clinitek Novus | Alpha Response | [10 empty] | 1+ |  | Abnormal
Ur Bacteria | SJ Clinitek Novus | Alpha Response | [10 empty] | 2+ |  | Abnormal
Ur Bacteria | SJ Clinitek Novus | Alpha Response | [10 empty] | 3+ |  | Abnormal
Ur Bacteria | SJ Clinitek Novus | Alpha Response | [10 empty] | 4+ |  | Abnormal
Ur Bacteria | SJ Clinitek Novus | Alpha Response | [10 empty] | 5+ |  | Abnormal
Ur Bacteria | SJ UF-1000i | Alpha | 0 Minutes | 150 Years |  | All | [9 empty] | /hpf
Ur Bacteria | SJ UF-1000i | Alpha Response | [10 empty] | Negative | X | Normal
Ur Bacteria | SJ UF-1000i | Alpha Response | [10 empty] | 1+ |  | Abnormal
Ur Bacteria | SJ UF-1000i | Alpha Response | [10 empty] | 2+ |  | Abnormal
Ur Bacteria | SJ UF-1000i | Alpha Response | [10 empty] | 3+ |  | Abnormal
Ur Bacteria | SJ UF-1000i | Alpha Response | [10 empty] | 4+ |  | Abnormal
Ur Bacteria | SJ UF-1000i | Alpha Response | [10 empty] | 5+ |  | Abnormal
Ur Bacteria | SJ Urine Manual | Alpha | 0 Minutes | 150 Years |  | All | [9 empty] | /hpf
Ur Bacteria | SJ Urine Manual | Alpha Response | [10 empty] | <20
Ur Bacteria | SJ Urine Manual | Alpha Response | [10 empty] | 20-100
Ur Bacteria | SJ Urine Manual | Alpha Response | [10 empty] | 100-500
Ur Bacteria | SJ Urine Manual | Alpha Response | [10 empty] | >500
Ur Bacteria | SJ Urine Manual | Alpha Response | [10 empty] | None Seen
Ur Bilirubin | SJ AUWI DNLD | Alpha | 0 Minutes | 150 Years |  | All | [9 empty] | mg/dL
Ur Bilirubin | SJ AUWI DNLD | Alpha Response | [10 empty] | Negative | X | Normal
Ur Bilirubin | SJ AUWI DNLD | Alpha Response | [10 empty] | 1 |  | Abnormal
Ur Bilirubin | SJ AUWI DNLD | Alpha Response | [10 empty] | 3 |  | Abnormal
Ur Bilirubin | SJ AUWI DNLD | Alpha Response | [10 empty] | 6 |  | Abnormal
Ur Bilirubin | SJ Clinitek Novus | Alpha | 0 Minutes | 150 Years |  | All | [9 empty] | mg/dL
Ur Bilirubin | SJ Clinitek Novus | Alpha Response | [10 empty] | Negative | X | Normal
Ur Bilirubin | SJ Clinitek Novus | Alpha Response | [10 empty] | 1 |  | Abnormal
Ur Bilirubin | SJ Clinitek Novus | Alpha Response | [10 empty] | 3
Ur Bilirubin | SJ Clinitek Novus | Alpha Response | [10 empty] | 6 |  | Abnormal
Ur Bilirubin | SJ UF-1000i | Alpha | 0 Minutes | 150 Years |  | All | [9 empty] | mg/dL
Ur Bilirubin | SJ UF-1000i | Alpha Response | [10 empty] | Negative | X | Normal
Ur Bilirubin | SJ UF-1000i | Alpha Response | [10 empty] | 1 |  | Abnormal
Ur Bilirubin | SJ UF-1000i | Alpha Response | [10 empty] | 3
Ur Bilirubin | SJ UF-1000i | Alpha Response | [10 empty] | 6 |  | Abnormal
Ur Blood | SJ AUWI DNLD | Alpha | 0 Minutes | 150 Years |  | All | [9 empty] | Ery/uL
Ur Blood | SJ AUWI DNLD | Alpha Response | [10 empty] | Negative | X | Normal
Ur Blood | SJ AUWI DNLD | Alpha Response | [10 empty] | <10 |  | Normal
Ur Blood | SJ AUWI DNLD | Alpha Response | [10 empty] | 25 |  | Abnormal
Ur Blood | SJ AUWI DNLD | Alpha Response | [10 empty] | 150 |  | Abnormal
Ur Blood | SJ AUWI DNLD | Alpha Response | [10 empty] | 250 |  | Abnormal
Ur Blood | SJ Clinitek Novus | Alpha | 0 Minutes | 150 Years |  | All | [9 empty] | Ery/uL
Ur Blood | SJ Clinitek Novus | Alpha Response | [10 empty] | Negative | X | Normal
Ur Blood | SJ Clinitek Novus | Alpha Response | [10 empty] | <10 |  | Normal
Ur Blood | SJ Clinitek Novus | Alpha Response | [10 empty] | 25 |  | Abnormal
Ur Blood | SJ Clinitek Novus | Alpha Response | [10 empty] | 150 |  | Abnormal
Ur Blood | SJ Clinitek Novus | Alpha Response | [10 empty] | 250 |  | Abnormal
Ur Blood | SJ UF-1000i | Alpha | 0 Minutes | 150 Years |  | All | [9 empty] | Ery/uL
Ur Blood | SJ UF-1000i | Alpha Response | [10 empty] | Negative | X | Normal
Ur Blood | SJ UF-1000i | Alpha Response | [10 empty] | <10 |  | Normal
Ur Blood | SJ UF-1000i | Alpha Response | [10 empty] | 25 |  | Abnormal
Ur Blood | SJ UF-1000i | Alpha Response | [10 empty] | 150 |  | Abnormal
Ur Blood | SJ UF-1000i | Alpha Response | [10 empty] | 250 |  | Abnormal
Ur Budding Yeast | SJ AUWI DNLD | Alpha | 0 Minutes | 150 Years |  | All | [9 empty] | /hpf
Ur Budding Yeast | SJ AUWI DNLD | Alpha Response | [10 empty] | Absent | X | Normal
Ur Budding Yeast | SJ AUWI DNLD | Alpha Response | [10 empty] | Present |  | Abnormal
Ur Budding Yeast | SJ Clinitek Novus | Alpha | 0 Minutes | 150 Years |  | All | [9 empty] | /hpf
Ur Budding Yeast | SJ Clinitek Novus | Alpha Response | [10 empty] | Absent | X | Normal
Ur Budding Yeast | SJ Clinitek Novus | Alpha Response | [10 empty] | Present |  | Abnormal
Ur Budding Yeast | SJ UF-1000i | Alpha | 0 Minutes | 150 Years |  | All | [9 empty] | /hpf
Ur Budding Yeast | SJ UF-1000i | Alpha Response | [10 empty] | Absent | X | Normal
Ur Budding Yeast | SJ UF-1000i | Alpha Response | [10 empty] | Present |  | Abnormal
Ur Ca Oxal Crystals | SJ AUWI DNLD | Alpha | 0 Minutes | 150 Years |  | All | [9 empty] | /hpf
Ur Ca Oxal Crystals | SJ AUWI DNLD | Alpha Response | [10 empty] | Not Present | X | Normal
Ur Ca Oxal Crystals | SJ AUWI DNLD | Alpha Response | [10 empty] | Present |  | Abnormal
Ur Ca Oxal Crystals | SJ Clinitek Novus | Alpha | 0 Minutes | 150 Years |  | All | [9 empty] | /hpf
Ur Ca Oxal Crystals | SJ Clinitek Novus | Alpha Response | [10 empty] | Not Present | X | Normal
Ur Ca Oxal Crystals | SJ Clinitek Novus | Alpha Response | [10 empty] | Present |  | Abnormal
Ur Ca Oxal Crystals | SJ UF-1000i | Alpha | 0 Minutes | 150 Years |  | All | [9 empty] | /hpf
Ur Ca Oxal Crystals | SJ UF-1000i | Alpha Response | [10 empty] | Not Present | X | Normal
Ur Ca Oxal Crystals | SJ UF-1000i | Alpha Response | [10 empty] | Present |  | Abnormal
Ur Ca Oxal Crystals | SJ Urine Manual | Alpha | 0 Minutes | 150 Years |  | All | [9 empty] | /hpf
Ur Ca Oxal Crystals | SJ Urine Manual | Alpha Response | [10 empty] | Present
Ur Caph Crystals | SJ AUWI DNLD | Alpha | 0 Minutes | 150 Years |  | All | [9 empty] | /hpf
Ur Caph Crystals | SJ AUWI DNLD | Alpha Response | [10 empty] | Not Present | X | Normal
Ur Caph Crystals | SJ AUWI DNLD | Alpha Response | [10 empty] | Present |  | Abnormal
Ur Caph Crystals | SJ Clinitek Novus | Alpha | 0 Minutes | 150 Years |  | All | [9 empty] | /hpf
Ur Caph Crystals | SJ Clinitek Novus | Alpha Response | [10 empty] | Not Present | X | Normal
Ur Caph Crystals | SJ Clinitek Novus | Alpha Response | [10 empty] | Present |  | Abnormal
Ur Caph Crystals | SJ UF-1000i | Alpha | 0 Minutes | 150 Years |  | All | [9 empty] | /hpf
Ur Caph Crystals | SJ UF-1000i | Alpha Response | [10 empty] | Not Present | X | Normal
Ur Caph Crystals | SJ UF-1000i | Alpha Response | [10 empty] | Present |  | Abnormal
Ur Caph Crystals | SJ Urine Manual | Alpha | 0 Minutes | 150 Years |  | All | [9 empty] | /hpf
Ur Caph Crystals | SJ Urine Manual | Alpha Response | [10 empty] | Present
Ur Cgran Cast | SJ Urine Manual | Alpha | 0 Minutes | 150 Years |  | All | [9 empty] | /lpf
Ur Cgran Cast | SJ Urine Manual | Alpha Response | [10 empty] | 0-2 |  | Abnormal
Ur Cgran Cast | SJ Urine Manual | Alpha Response | [10 empty] | 2024-02-05 |  | Abnormal
Ur Cgran Cast | SJ Urine Manual | Alpha Response | [10 empty] | 2024-05-10 |  | Abnormal
Ur Cgran Cast | SJ Urine Manual | Alpha Response | [10 empty] | 2024-10-25 |  | Abnormal
Ur Cgran Cast | SJ Urine Manual | Alpha Response | [10 empty] | 25-50 |  | Abnormal
Ur Cgran Cast | SJ Urine Manual | Alpha Response | [10 empty] | >50 |  | Abnormal
Ur Cgran Cast | SJ Urine Manual | Alpha Response | [10 empty] | Too Num to Cnt |  | Abnormal
Ur Color | SJ AUWI DNLD | Alpha | 0 Minutes | 150 Years |  | All
Ur Color | SJ AUWI DNLD | Alpha Response | [10 empty] | Yellow |  | Normal
Ur Color | SJ AUWI DNLD | Alpha Response | [10 empty] | Dark Yellow |  | Normal
Ur Color | SJ AUWI DNLD | Alpha Response | [10 empty] | Orange |  | Normal
Ur Color | SJ AUWI DNLD | Alpha Response | [10 empty] | Green |  | Abnormal
Ur Color | SJ AUWI DNLD | Alpha Response | [10 empty] | Other |  | Normal
Ur Color | SJ AUWI DNLD | Alpha Response | [10 empty] | Red |  | Normal
Ur Color | SJ AUWI DNLD | Alpha Response | [10 empty] | Straw |  | Normal
Ur Color | SJ AUWI DNLD | Alpha Response | [10 empty] | Error |  | Abnormal
Ur Color | SJ Clinitek Novus | Alpha | 0 Minutes | 150 Years |  | All
Ur Color | SJ Clinitek Novus | Alpha Response | [10 empty] | Yellow |  | Normal
Ur Color | SJ Clinitek Novus | Alpha Response | [10 empty] | Dark Yellow |  | Normal
Ur Color | SJ Clinitek Novus | Alpha Response | [10 empty] | Orange |  | Normal
Ur Color | SJ Clinitek Novus | Alpha Response | [10 empty] | Green |  | Abnormal
Ur Color | SJ Clinitek Novus | Alpha Response | [10 empty] | Other |  | Normal
Ur Color | SJ Clinitek Novus | Alpha Response | [10 empty] | Red |  | Normal
Ur Color | SJ Clinitek Novus | Alpha Response | [10 empty] | Straw |  | Normal
Ur Color | SJ Clinitek Novus | Alpha Response | [10 empty] | Error |  | Abnormal
Ur Color | SJ UF-1000i | Alpha | 0 Minutes | 150 Years |  | All
Ur Color | SJ UF-1000i | Alpha Response | [10 empty] | Yellow |  | Normal
Ur Color | SJ UF-1000i | Alpha Response | [10 empty] | Dark Yellow |  | Normal
Ur Color | SJ UF-1000i | Alpha Response | [10 empty] | Orange |  | Normal
Ur Color | SJ UF-1000i | Alpha Response | [10 empty] | Green |  | Abnormal
Ur Color | SJ UF-1000i | Alpha Response | [10 empty] | Other |  | Normal
Ur Color | SJ UF-1000i | Alpha Response | [10 empty] | Red |  | Normal
Ur Color | SJ UF-1000i | Alpha Response | [10 empty] | Straw |  | Normal
Ur Color | SJ UF-1000i | Alpha Response | [10 empty] | Error |  | Abnormal
Ur Crystal | SJ AUWI DNLD | Alpha | 0 Minutes | 150 Years |  | All | [9 empty] | /lpf
Ur Crystal | SJ AUWI DNLD | Alpha Response | [10 empty] | Not Present | X | Normal
Ur Crystal | SJ AUWI DNLD | Alpha Response | [10 empty] | Present |  | Abnormal
Ur Crystal | SJ Clinitek Novus | Alpha | 0 Minutes | 150 Years |  | All | [9 empty] | /lpf
Ur Crystal | SJ Clinitek Novus | Alpha Response | [10 empty] | Not Present | X | Normal
Ur Crystal | SJ Clinitek Novus | Alpha Response | [10 empty] | Present |  | Abnormal
Ur Crystal | SJ UF-1000i | Alpha | 0 Minutes | 150 Years |  | All | [9 empty] | /lpf
Ur Crystal | SJ UF-1000i | Alpha Response | [10 empty] | Not Present | X | Normal
Ur Crystal | SJ UF-1000i | Alpha Response | [10 empty] | Present |  | Abnormal
Ur Eosinophil Count | SJ Heme Manual | Numeric | 0 Minutes | 150 Years |  | All | [9 empty] | %
Ur Epithelial Cells | SJ Urine Manual | Alpha | 0 Minutes | 150 Years |  | All | [9 empty] | /lpf
Ur Epithelial Cells | SJ Urine Manual | Alpha Response | [10 empty] | 0-2
Ur Epithelial Cells | SJ Urine Manual | Alpha Response | [10 empty] | 2024-02-05
Ur Epithelial Cells | SJ Urine Manual | Alpha Response | [10 empty] | 2024-05-10
Ur Epithelial Cells | SJ Urine Manual | Alpha Response | [10 empty] | 2024-10-20
Ur Epithelial Cells | SJ Urine Manual | Alpha Response | [10 empty] | 20-50
Ur Epithelial Cells | SJ Urine Manual | Alpha Response | [10 empty] | 50-100
Ur Epithelial Cells | SJ Urine Manual | Alpha Response | [10 empty] | Packed
Ur Epithelial Cells | SJ Urine Manual | Alpha Response | [10 empty] | None Seen
Ur Fgran Cast | SJ Urine Manual | Alpha | 0 Minutes | 150 Years |  | All | [9 empty] | /lpf
Ur Fgran Cast | SJ Urine Manual | Alpha Response | [10 empty] | 0-2 |  | Abnormal
Ur Fgran Cast | SJ Urine Manual | Alpha Response | [10 empty] | 2024-02-05 |  | Abnormal
Ur Fgran Cast | SJ Urine Manual | Alpha Response | [10 empty] | 2024-05-10 |  | Abnormal
Ur Fgran Cast | SJ Urine Manual | Alpha Response | [10 empty] | 2024-10-25 |  | Abnormal
Ur Fgran Cast | SJ Urine Manual | Alpha Response | [10 empty] | 25-50 |  | Abnormal
Ur Fgran Cast | SJ Urine Manual | Alpha Response | [10 empty] | >50 |  | Abnormal
Ur Fgran Cast | SJ Urine Manual | Alpha Response | [10 empty] | Too Num to Cnt |  | Abnormal
Ur Glucose | SJ AUWI DNLD | Alpha | 0 Minutes | 150 Years |  | All | [9 empty] | mg/dL
Ur Glucose | SJ AUWI DNLD | Alpha Response | [10 empty] | Negative | X | Normal
Ur Glucose | SJ AUWI DNLD | Alpha Response | [10 empty] | 100 |  | Abnormal
Ur Glucose | SJ AUWI DNLD | Alpha Response | [10 empty] | 250 |  | Abnormal
Ur Glucose | SJ AUWI DNLD | Alpha Response | [10 empty] | 500 |  | Abnormal
Ur Glucose | SJ AUWI DNLD | Alpha Response | [10 empty] | >=1000 |  | Abnormal
Ur Glucose | SJ Clinitek Novus | Alpha | 0 Minutes | 150 Years |  | All | [9 empty] | mg/dL
Ur Glucose | SJ Clinitek Novus | Alpha Response | [10 empty] | Negative | X | Normal
Ur Glucose | SJ Clinitek Novus | Alpha Response | [10 empty] | 100 |  | Abnormal
Ur Glucose | SJ Clinitek Novus | Alpha Response | [10 empty] | 250 |  | Abnormal
Ur Glucose | SJ Clinitek Novus | Alpha Response | [10 empty] | 500 |  | Abnormal
Ur Glucose | SJ Clinitek Novus | Alpha Response | [10 empty] | >=1000 |  | Abnormal
Ur Glucose | SJ UF-1000i | Alpha | 0 Minutes | 150 Years |  | All | [9 empty] | mg/dL
Ur Glucose | SJ UF-1000i | Alpha Response | [10 empty] | Negative | X | Normal
Ur Glucose | SJ UF-1000i | Alpha Response | [10 empty] | 100 |  | Abnormal
Ur Glucose | SJ UF-1000i | Alpha Response | [10 empty] | 250 |  | Abnormal
Ur Glucose | SJ UF-1000i | Alpha Response | [10 empty] | 500 |  | Abnormal
Ur Glucose | SJ UF-1000i | Alpha Response | [10 empty] | >=1000 |  | Abnormal
Ur Gran Cast | SJ AUWI DNLD | Alpha | 0 Minutes | 150 Years |  | All | [9 empty] | /lpf
Ur Gran Cast | SJ AUWI DNLD | Alpha Response | [10 empty] | Not Present | X | Normal
Ur Gran Cast | SJ AUWI DNLD | Alpha Response | [10 empty] | 0-2 |  | Abnormal
Ur Gran Cast | SJ AUWI DNLD | Alpha Response | [10 empty] | 2024-02-05 |  | Abnormal
Ur Gran Cast | SJ AUWI DNLD | Alpha Response | [10 empty] | 2024-05-10 |  | Abnormal
Ur Gran Cast | SJ AUWI DNLD | Alpha Response | [10 empty] | 2024-10-25 |  | Abnormal
Ur Gran Cast | SJ AUWI DNLD | Alpha Response | [10 empty] | 25-50 |  | Abnormal
Ur Gran Cast | SJ AUWI DNLD | Alpha Response | [10 empty] | >50 |  | Abnormal
Ur Gran Cast | SJ AUWI DNLD | Alpha Response | [10 empty] | Too Num to Cnt |  | Abnormal
Ur Gran Cast | SJ Clinitek Novus | Alpha | 0 Minutes | 150 Years |  | All | [9 empty] | /lpf
Ur Gran Cast | SJ Clinitek Novus | Alpha Response | [10 empty] | Not Present | X | Normal
Ur Gran Cast | SJ Clinitek Novus | Alpha Response | [10 empty] | 0-2 |  | Abnormal
Ur Gran Cast | SJ Clinitek Novus | Alpha Response | [10 empty] | 2024-02-05 |  | Abnormal
Ur Gran Cast | SJ Clinitek Novus | Alpha Response | [10 empty] | 2024-05-10 |  | Abnormal
Ur Gran Cast | SJ Clinitek Novus | Alpha Response | [10 empty] | 2024-10-25 |  | Abnormal
Ur Gran Cast | SJ Clinitek Novus | Alpha Response | [10 empty] | 25-50 |  | Abnormal
Ur Gran Cast | SJ Clinitek Novus | Alpha Response | [10 empty] | >50 |  | Abnormal
Ur Gran Cast | SJ Clinitek Novus | Alpha Response | [10 empty] | Too Num to Cnt |  | Abnormal
Ur Gran Cast | SJ UF-1000i | Alpha | 0 Minutes | 150 Years |  | All | [9 empty] | /lpf
Ur Gran Cast | SJ UF-1000i | Alpha Response | [10 empty] | Not Present | X | Normal
Ur Gran Cast | SJ UF-1000i | Alpha Response | [10 empty] | 0-2 |  | Abnormal
Ur Gran Cast | SJ UF-1000i | Alpha Response | [10 empty] | 2024-02-05 |  | Abnormal
Ur Gran Cast | SJ UF-1000i | Alpha Response | [10 empty] | 2024-05-10 |  | Abnormal
Ur Gran Cast | SJ UF-1000i | Alpha Response | [10 empty] | 2024-10-25 |  | Abnormal
Ur Gran Cast | SJ UF-1000i | Alpha Response | [10 empty] | 25-50 |  | Abnormal
Ur Gran Cast | SJ UF-1000i | Alpha Response | [10 empty] | >50 |  | Abnormal
Ur Gran Cast | SJ UF-1000i | Alpha Response | [10 empty] | Too Num to Cnt |  | Abnormal
Ur Hyaline Cast | SJ AUWI DNLD | Alpha | 0 Minutes | 150 Years |  | All | [9 empty] | /lpf
Ur Hyaline Cast | SJ AUWI DNLD | Alpha Response | [10 empty] | 0-3
Ur Hyaline Cast | SJ AUWI DNLD | Alpha Response | [10 empty] | 2024-03-06
Ur Hyaline Cast | SJ AUWI DNLD | Alpha Response | [10 empty] | 2024-06-10
Ur Hyaline Cast | SJ AUWI DNLD | Alpha Response | [10 empty] | 2024-10-20
Ur Hyaline Cast | SJ AUWI DNLD | Alpha Response | [10 empty] | 20-50
Ur Hyaline Cast | SJ AUWI DNLD | Alpha Response | [10 empty] | Too Num to Cnt
Ur Hyaline Cast | SJ Clinitek Novus | Alpha | 0 Minutes | 150 Years |  | All | [9 empty] | /lpf
Ur Hyaline Cast | SJ Clinitek Novus | Alpha Response | [10 empty] | 0-3
Ur Hyaline Cast | SJ Clinitek Novus | Alpha Response | [10 empty] | 2024-03-06
Ur Hyaline Cast | SJ Clinitek Novus | Alpha Response | [10 empty] | 2024-06-10
Ur Hyaline Cast | SJ Clinitek Novus | Alpha Response | [10 empty] | 2024-10-20
Ur Hyaline Cast | SJ Clinitek Novus | Alpha Response | [10 empty] | 20-50
Ur Hyaline Cast | SJ Clinitek Novus | Alpha Response | [10 empty] | Too Num to Cnt
Ur Hyaline Cast | SJ UF-1000i | Alpha | 0 Minutes | 150 Years |  | All | [9 empty] | /lpf
Ur Hyaline Cast | SJ UF-1000i | Alpha Response | [10 empty] | 0-3
Ur Hyaline Cast | SJ UF-1000i | Alpha Response | [10 empty] | 2024-03-06
Ur Hyaline Cast | SJ UF-1000i | Alpha Response | [10 empty] | 2024-06-10
Ur Hyaline Cast | SJ UF-1000i | Alpha Response | [10 empty] | 2024-10-20
Ur Hyaline Cast | SJ UF-1000i | Alpha Response | [10 empty] | 20-50
Ur Hyaline Cast | SJ UF-1000i | Alpha Response | [10 empty] | Too Num to Cnt
Ur Hyaline Cast | SJ Urine Manual | Alpha | 0 Minutes | 150 Years |  | All | [9 empty] | /lpf
Ur Hyaline Cast | SJ Urine Manual | Alpha Response | [10 empty] | Packed
Ur Hyaline Cast | SJ Urine Manual | Alpha Response | [10 empty] | 0-2
Ur Hyaline Cast | SJ Urine Manual | Alpha Response | [10 empty] | 2024-02-05
Ur Hyaline Cast | SJ Urine Manual | Alpha Response | [10 empty] | 2024-05-10
Ur Hyaline Cast | SJ Urine Manual | Alpha Response | [10 empty] | 2024-10-20
Ur Hyaline Cast | SJ Urine Manual | Alpha Response | [10 empty] | 20-50
Ur Hyaline Cast | SJ Urine Manual | Alpha Response | [10 empty] | 50-100
Ur Hyphae Yeast | SJ AUWI DNLD | Alpha | 0 Minutes | 150 Years |  | All | [9 empty] | /hpf
Ur Hyphae Yeast | SJ AUWI DNLD | Alpha Response | [10 empty] | Absent | X | Normal
Ur Hyphae Yeast | SJ AUWI DNLD | Alpha Response | [10 empty] | Present |  | Abnormal
Ur Hyphae Yeast | SJ Clinitek Novus | Alpha | 0 Minutes | 150 Years |  | All | [9 empty] | /hpf
Ur Hyphae Yeast | SJ Clinitek Novus | Alpha Response | [10 empty] | Absent | X | Normal
Ur Hyphae Yeast | SJ Clinitek Novus | Alpha Response | [10 empty] | Present |  | Abnormal
Ur Hyphae Yeast | SJ UF-1000i | Alpha | 0 Minutes | 150 Years |  | All | [9 empty] | /hpf
Ur Hyphae Yeast | SJ UF-1000i | Alpha Response | [10 empty] | Absent | X | Normal
Ur Hyphae Yeast | SJ UF-1000i | Alpha Response | [10 empty] | Present |  | Abnormal
Ur Ketones | SJ AUWI DNLD | Alpha | 0 Minutes | 150 Years |  | All | [9 empty] | mg/dL
Ur Ketones | SJ AUWI DNLD | Alpha Response | [10 empty] | Negative | X | Normal
Ur Ketones | SJ AUWI DNLD | Alpha Response | [10 empty] | 5 |  | Abnormal
Ur Ketones | SJ AUWI DNLD | Alpha Response | [10 empty] | 15 |  | Abnormal
Ur Ketones | SJ AUWI DNLD | Alpha Response | [10 empty] | 40 |  | Abnormal
Ur Ketones | SJ AUWI DNLD | Alpha Response | [10 empty] | 80 |  | Abnormal
Ur Ketones | SJ AUWI DNLD | Alpha Response | [10 empty] | >=160 |  | Abnormal
Ur Ketones | SJ Clinitek Novus | Alpha | 0 Minutes | 150 Years |  | All | [9 empty] | mg/dL
Ur Ketones | SJ Clinitek Novus | Alpha Response | [10 empty] | Negative | X | Normal
Ur Ketones | SJ Clinitek Novus | Alpha Response | [10 empty] | 5 |  | Abnormal
Ur Ketones | SJ Clinitek Novus | Alpha Response | [10 empty] | 15 |  | Abnormal
Ur Ketones | SJ Clinitek Novus | Alpha Response | [10 empty] | 40 |  | Abnormal
Ur Ketones | SJ Clinitek Novus | Alpha Response | [10 empty] | 80 |  | Abnormal
Ur Ketones | SJ Clinitek Novus | Alpha Response | [10 empty] | >=160 |  | Abnormal
Ur Ketones | SJ UF-1000i | Alpha | 0 Minutes | 150 Years |  | All | [9 empty] | mg/dL
Ur Ketones | SJ UF-1000i | Alpha Response | [10 empty] | Negative | X | Normal
Ur Ketones | SJ UF-1000i | Alpha Response | [10 empty] | 5 |  | Abnormal
Ur Ketones | SJ UF-1000i | Alpha Response | [10 empty] | 15 |  | Abnormal
Ur Ketones | SJ UF-1000i | Alpha Response | [10 empty] | 40 |  | Abnormal
Ur Ketones | SJ UF-1000i | Alpha Response | [10 empty] | 80 |  | Abnormal
Ur Ketones | SJ UF-1000i | Alpha Response | [10 empty] | >=160 |  | Abnormal
Ur Leukocyte Esterase | SJ AUWI DNLD | Alpha | 0 Minutes | 150 Years |  | All | [9 empty] | Leuko/mL
Ur Leukocyte Esterase | SJ AUWI DNLD | Alpha Response | [10 empty] | Negative | X | Normal
Ur Leukocyte Esterase | SJ AUWI DNLD | Alpha Response | [10 empty] | <25 |  | Normal
Ur Leukocyte Esterase | SJ AUWI DNLD | Alpha Response | [10 empty] | 75 |  | Abnormal
Ur Leukocyte Esterase | SJ AUWI DNLD | Alpha Response | [10 empty] | 100 |  | Abnormal
Ur Leukocyte Esterase | SJ AUWI DNLD | Alpha Response | [10 empty] | 500 |  | Abnormal
Ur Leukocyte Esterase | SJ Clinitek Novus | Alpha | 0 Minutes | 150 Years |  | All | [9 empty] | Leuko/mL
Ur Leukocyte Esterase | SJ Clinitek Novus | Alpha Response | [10 empty] | Negative | X | Normal
Ur Leukocyte Esterase | SJ Clinitek Novus | Alpha Response | [10 empty] | <25 |  | Normal
Ur Leukocyte Esterase | SJ Clinitek Novus | Alpha Response | [10 empty] | 75 |  | Abnormal
Ur Leukocyte Esterase | SJ Clinitek Novus | Alpha Response | [10 empty] | 100 |  | Abnormal
Ur Leukocyte Esterase | SJ Clinitek Novus | Alpha Response | [10 empty] | 500 |  | Abnormal
Ur Leukocyte Esterase | SJ UF-1000i | Alpha | 0 Minutes | 150 Years |  | All | [9 empty] | Leuko/mL
Ur Leukocyte Esterase | SJ UF-1000i | Alpha Response | [10 empty] | Negative | X | Normal
Ur Leukocyte Esterase | SJ UF-1000i | Alpha Response | [10 empty] | <25 |  | Normal
Ur Leukocyte Esterase | SJ UF-1000i | Alpha Response | [10 empty] | 75 |  | Abnormal
Ur Leukocyte Esterase | SJ UF-1000i | Alpha Response | [10 empty] | 100 |  | Abnormal
Ur Leukocyte Esterase | SJ UF-1000i | Alpha Response | [10 empty] | 500 |  | Abnormal
Ur Mucus | SJ AUWI DNLD | Alpha | 0 Minutes | 150 Years |  | All | [9 empty] | /hpf
Ur Mucus | SJ AUWI DNLD | Alpha Response | [10 empty] | Negative |  | Normal
Ur Mucus | SJ AUWI DNLD | Alpha Response | [10 empty] | Trace |  | Normal
Ur Mucus | SJ AUWI DNLD | Alpha Response | [10 empty] | Small |  | Normal
Ur Mucus | SJ AUWI DNLD | Alpha Response | [10 empty] | Moderate |  | Abnormal
Ur Mucus | SJ AUWI DNLD | Alpha Response | [10 empty] | Large |  | Abnormal
Ur Mucus | SJ Clinitek Novus | Alpha | 0 Minutes | 150 Years |  | All | [9 empty] | /hpf
Ur Mucus | SJ Clinitek Novus | Alpha Response | [10 empty] | Negative |  | Normal
Ur Mucus | SJ Clinitek Novus | Alpha Response | [10 empty] | Trace |  | Normal
Ur Mucus | SJ Clinitek Novus | Alpha Response | [10 empty] | Small |  | Normal
Ur Mucus | SJ Clinitek Novus | Alpha Response | [10 empty] | Moderate |  | Abnormal
Ur Mucus | SJ Clinitek Novus | Alpha Response | [10 empty] | Large |  | Abnormal
Ur Mucus | SJ UF-1000i | Alpha | 0 Minutes | 150 Years |  | All | [9 empty] | /hpf
Ur Mucus | SJ UF-1000i | Alpha Response | [10 empty] | Negative |  | Normal
Ur Mucus | SJ UF-1000i | Alpha Response | [10 empty] | Trace |  | Normal
Ur Mucus | SJ UF-1000i | Alpha Response | [10 empty] | Small |  | Normal
Ur Mucus | SJ UF-1000i | Alpha Response | [10 empty] | Moderate |  | Abnormal
Ur Mucus | SJ UF-1000i | Alpha Response | [10 empty] | Large |  | Abnormal
Ur Mucus | SJ Urine Manual | Alpha | 0 Minutes | 150 Years |  | All | [9 empty] | /lpf
Ur Mucus | SJ Urine Manual | Alpha Response | [10 empty] | Gross
Ur Mucus | SJ Urine Manual | Alpha Response | [10 empty] | Moderate
Ur Mucus | SJ Urine Manual | Alpha Response | [10 empty] | Large
Ur Mucus | SJ Urine Manual | Alpha Response | [10 empty] | None Seen
Ur Mucus | SJ Urine Manual | Alpha Response | [10 empty] | Small
Ur Myoglobulin Qual | SJ Vitros 5600 A | Alpha | 0 Minutes | 150 Years |  | All
Ur Myoglobulin Qual | SJ Vitros 5600 A | Alpha Response | [10 empty] | Negative |  | Normal
Ur Myoglobulin Qual | SJ Vitros 5600 A | Alpha Response | [10 empty] | Positive |  | Abnormal
Ur Nitrite | SJ AUWI DNLD | Alpha | 0 Minutes | 150 Years |  | All
Ur Nitrite | SJ AUWI DNLD | Alpha Response | [10 empty] | Negative | X | Normal
Ur Nitrite | SJ AUWI DNLD | Alpha Response | [10 empty] | Positive |  | Abnormal
Ur Nitrite | SJ Clinitek Novus | Alpha | 0 Minutes | 150 Years |  | All
Ur Nitrite | SJ Clinitek Novus | Alpha Response | [10 empty] | Negative | X | Normal
Ur Nitrite | SJ Clinitek Novus | Alpha Response | [10 empty] | Positive |  | Abnormal
Ur Nitrite | SJ UF-1000i | Alpha | 0 Minutes | 150 Years |  | All
Ur Nitrite | SJ UF-1000i | Alpha Response | [10 empty] | Negative | X | Normal
Ur Nitrite | SJ UF-1000i | Alpha Response | [10 empty] | Positive |  | Abnormal
Ur NSE | SJ AUWI DNLD | Alpha | 0 Minutes | 150 Years |  | All | 0 | 2 | [7 empty] | /hpf
Ur NSE | SJ AUWI DNLD | Alpha Response | [10 empty] | 0-2 |  | Normal
Ur NSE | SJ AUWI DNLD | Alpha Response | [10 empty] | 2024-03-06 |  | Abnormal
Ur NSE | SJ AUWI DNLD | Alpha Response | [10 empty] | 2024-06-10 |  | Abnormal
Ur NSE | SJ AUWI DNLD | Alpha Response | [10 empty] | 2024-11-25 |  | Abnormal
Ur NSE | SJ AUWI DNLD | Alpha Response | [10 empty] | 26-50 |  | Abnormal
Ur NSE | SJ AUWI DNLD | Alpha Response | [10 empty] | >50 |  | Abnormal
Ur NSE | SJ AUWI DNLD | Alpha Response | [10 empty] | Too Num to Cnt |  | Abnormal
Ur NSE | SJ Clinitek Novus | Alpha | 0 Minutes | 150 Years |  | All | 0 | 2 | [7 empty] | /hpf
Ur NSE | SJ Clinitek Novus | Alpha Response | [10 empty] | 0-2 |  | Normal
Ur NSE | SJ Clinitek Novus | Alpha Response | [10 empty] | 2024-03-06 |  | Abnormal
Ur NSE | SJ Clinitek Novus | Alpha Response | [10 empty] | 2024-06-10 |  | Abnormal
Ur NSE | SJ Clinitek Novus | Alpha Response | [10 empty] | 2024-11-25 |  | Abnormal
Ur NSE | SJ Clinitek Novus | Alpha Response | [10 empty] | 26-50 |  | Abnormal
Ur NSE | SJ Clinitek Novus | Alpha Response | [10 empty] | >50 |  | Abnormal
Ur NSE | SJ Clinitek Novus | Alpha Response | [10 empty] | Too Num to Cnt |  | Abnormal
Ur NSE | SJ UF-1000i | Alpha | 0 Minutes | 150 Years |  | All | 0 | 2 | [7 empty] | /hpf
Ur NSE | SJ UF-1000i | Alpha Response | [10 empty] | 0-2 |  | Normal
Ur NSE | SJ UF-1000i | Alpha Response | [10 empty] | 2024-03-06 |  | Abnormal
Ur NSE | SJ UF-1000i | Alpha Response | [10 empty] | 2024-06-10 |  | Abnormal
Ur NSE | SJ UF-1000i | Alpha Response | [10 empty] | 2024-11-25 |  | Abnormal
Ur NSE | SJ UF-1000i | Alpha Response | [10 empty] | 26-50 |  | Abnormal
Ur NSE | SJ UF-1000i | Alpha Response | [10 empty] | >50 |  | Abnormal
Ur NSE | SJ UF-1000i | Alpha Response | [10 empty] | Too Num to Cnt |  | Abnormal
Ur NSE | SJ Urine Manual | Alpha | 0 Minutes | 150 Years |  | All | [9 empty] | /lpf
Ur NSE | SJ Urine Manual | Alpha Response | [10 empty] | Negative
Ur NSE | SJ Urine Manual | Alpha Response | [10 empty] | 0-2
Ur NSE | SJ Urine Manual | Alpha Response | [10 empty] | 2024-02-05
Ur NSE | SJ Urine Manual | Alpha Response | [10 empty] | 2024-05-10
Ur NSE | SJ Urine Manual | Alpha Response | [10 empty] | 2024-10-25
Ur NSE | SJ Urine Manual | Alpha Response | [10 empty] | 25-50
Ur NSE | SJ Urine Manual | Alpha Response | [10 empty] | >50
Ur NSE | SJ Urine Manual | Alpha Response | [10 empty] | Too Num to Cnt
Ur NSE | SJ Urine Manual | Alpha Response | [10 empty] | See Note
Ur Osmo 1 | SJ Osmo 3300 | Numeric | 0 Minutes | 150 Years |  | Male
Ur Osmo 1 | SJ Osmo 3300 | Numeric | 0 Minutes | 150 Years |  | Female
Ur Osmo 2 | SJ Osmo 3300 | Numeric | 0 Minutes | 150 Years |  | Male
Ur Osmo 2 | SJ Osmo 3300 | Numeric | 0 Minutes | 150 Years |  | Female
Ur Other | SJ Urine Manual | Text | 0 Minutes | 150 Years |  | All | [9 empty] | /hpf
Ur Other | SJ Urine Manual | Alpha Response | [10 empty] | Present
Ur Path Cast | SJ AUWI DNLD | Alpha | 0 Minutes | 150 Years |  | All | [9 empty] | /lpf
Ur Path Cast | SJ AUWI DNLD | Alpha Response | [10 empty] | Not Present | X | Normal
Ur Path Cast | SJ AUWI DNLD | Alpha Response | [10 empty] | Present |  | Abnormal
Ur Path Cast | SJ Clinitek Novus | Alpha | 0 Minutes | 150 Years |  | All | [9 empty] | /lpf
Ur Path Cast | SJ Clinitek Novus | Alpha Response | [10 empty] | Not Present | X | Normal
Ur Path Cast | SJ Clinitek Novus | Alpha Response | [10 empty] | Present |  | Abnormal
Ur Path Cast | SJ UF-1000i | Alpha | 0 Minutes | 150 Years |  | All | [9 empty] | /lpf
Ur Path Cast | SJ UF-1000i | Alpha Response | [10 empty] | Not Present | X | Normal
Ur Path Cast | SJ UF-1000i | Alpha Response | [10 empty] | Present |  | Abnormal
Ur pH | SJ AUWI DNLD | Numeric | 0 Minutes | 150 Years |  | All | 5 | 8 |  |  | 5 | 9
Ur pH | SJ AUWI DNLD | Alpha Response | [10 empty] | >=9.0 |  | Abnormal
Ur pH | SJ Clinitek Novus | Numeric | 0 Minutes | 150 Years |  | All | 5 | 8 |  |  | 5 | 9
Ur pH | SJ Clinitek Novus | Alpha Response | [10 empty] | >=9.0 |  | Abnormal
Ur pH | SJ UF-1000i | Numeric | 0 Minutes | 150 Years |  | All | 5 | 8 |  |  | 5 | 9
Ur pH | SJ UF-1000i | Alpha Response | [10 empty] | >=9.0 |  | Abnormal
Ur Protein | SJ AUWI DNLD | Alpha | 0 Minutes | 150 Years |  | All | [9 empty] | mg/dL
Ur Protein | SJ AUWI DNLD | Alpha Response | [10 empty] | Negative | X | Normal
Ur Protein | SJ AUWI DNLD | Alpha Response | [10 empty] | <15 |  | Normal
Ur Protein | SJ AUWI DNLD | Alpha Response | [10 empty] | 30 |  | Abnormal
Ur Protein | SJ AUWI DNLD | Alpha Response | [10 empty] | 100 |  | Abnormal
Ur Protein | SJ AUWI DNLD | Alpha Response | [10 empty] | 300 |  | Abnormal
Ur Protein | SJ AUWI DNLD | Alpha Response | [10 empty] | >=1000 |  | Abnormal
Ur Protein | SJ Clinitek Novus | Alpha | 0 Minutes | 150 Years |  | All | [9 empty] | mg/dL
Ur Protein | SJ Clinitek Novus | Alpha Response | [10 empty] | Negative | X | Normal
Ur Protein | SJ Clinitek Novus | Alpha Response | [10 empty] | <15 |  | Normal
Ur Protein | SJ Clinitek Novus | Alpha Response | [10 empty] | 30 |  | Abnormal
Ur Protein | SJ Clinitek Novus | Alpha Response | [10 empty] | 100 |  | Abnormal
Ur Protein | SJ Clinitek Novus | Alpha Response | [10 empty] | 300 |  | Abnormal
Ur Protein | SJ Clinitek Novus | Alpha Response | [10 empty] | >=1000 |  | Abnormal
Ur Protein | SJ UF-1000i | Alpha | 0 Minutes | 150 Years |  | All | [9 empty] | mg/dL
Ur Protein | SJ UF-1000i | Alpha Response | [10 empty] | Negative | X | Normal
Ur Protein | SJ UF-1000i | Alpha Response | [10 empty] | <15 |  | Normal
Ur Protein | SJ UF-1000i | Alpha Response | [10 empty] | 30 |  | Abnormal
Ur Protein | SJ UF-1000i | Alpha Response | [10 empty] | 100 |  | Abnormal
Ur Protein | SJ UF-1000i | Alpha Response | [10 empty] | 300 |  | Abnormal
Ur Protein | SJ UF-1000i | Alpha Response | [10 empty] | >=1000 |  | Abnormal
Ur RBC | SJ AUWI DNLD | Alpha | 0 Minutes | 150 Years |  | All | 0 | 3 | [7 empty] | /hpf
Ur RBC | SJ AUWI DNLD | Alpha Response | [10 empty] | 0-3 | X | Normal
Ur RBC | SJ AUWI DNLD | Alpha Response | [10 empty] | 2024-03-06 |  | Abnormal
Ur RBC | SJ AUWI DNLD | Alpha Response | [10 empty] | 2024-06-10 |  | Abnormal
Ur RBC | SJ AUWI DNLD | Alpha Response | [10 empty] | 2024-10-20 |  | Abnormal
Ur RBC | SJ AUWI DNLD | Alpha Response | [10 empty] | 20-50 |  | Abnormal
Ur RBC | SJ AUWI DNLD | Alpha Response | [10 empty] | Too Num to Cnt |  | Abnormal
Ur RBC | SJ Clinitek Novus | Alpha | 0 Minutes | 150 Years |  | All | 0 | 3 | [7 empty] | /hpf
Ur RBC | SJ Clinitek Novus | Alpha Response | [10 empty] | 0-3 | X | Normal
Ur RBC | SJ Clinitek Novus | Alpha Response | [10 empty] | 2024-03-06 |  | Abnormal
Ur RBC | SJ Clinitek Novus | Alpha Response | [10 empty] | 2024-06-10 |  | Abnormal
Ur RBC | SJ Clinitek Novus | Alpha Response | [10 empty] | 2024-10-20 |  | Abnormal
Ur RBC | SJ Clinitek Novus | Alpha Response | [10 empty] | 20-50 |  | Abnormal
Ur RBC | SJ Clinitek Novus | Alpha Response | [10 empty] | Too Num to Cnt |  | Abnormal
Ur RBC | SJ UF-1000i | Alpha | 0 Minutes | 150 Years |  | All | 0 | 3 | [7 empty] | /hpf
Ur RBC | SJ UF-1000i | Alpha Response | [10 empty] | 0-3 | X | Normal
Ur RBC | SJ UF-1000i | Alpha Response | [10 empty] | 2024-03-06 |  | Abnormal
Ur RBC | SJ UF-1000i | Alpha Response | [10 empty] | 2024-06-10 |  | Abnormal
Ur RBC | SJ UF-1000i | Alpha Response | [10 empty] | 2024-10-20 |  | Abnormal
Ur RBC | SJ UF-1000i | Alpha Response | [10 empty] | 20-50 |  | Abnormal
Ur RBC | SJ UF-1000i | Alpha Response | [10 empty] | Too Num to Cnt |  | Abnormal
Ur RBC | SJ Urine Manual | Alpha | 0 Minutes | 150 Years |  | All | [9 empty] | /hpf
Ur RBC | SJ Urine Manual | Alpha Response | [10 empty] | None Seen
Ur RBC | SJ Urine Manual | Alpha Response | [10 empty] | 0-2
Ur RBC | SJ Urine Manual | Alpha Response | [10 empty] | 2024-02-05
Ur RBC | SJ Urine Manual | Alpha Response | [10 empty] | 2024-05-10
Ur RBC | SJ Urine Manual | Alpha Response | [10 empty] | 2024-10-20
Ur RBC | SJ Urine Manual | Alpha Response | [10 empty] | 20-50
Ur RBC | SJ Urine Manual | Alpha Response | [10 empty] | 50-100
Ur RBC | SJ Urine Manual | Alpha Response | [10 empty] | Packed
Ur RBC Cast | SJ AUWI DNLD | Alpha | 0 Minutes | 150 Years |  | All | [9 empty] | /lpf
Ur RBC Cast | SJ AUWI DNLD | Alpha Response | [10 empty] | Not Present | X | Normal
Ur RBC Cast | SJ AUWI DNLD | Alpha Response | [10 empty] | 0-2 |  | Abnormal
Ur RBC Cast | SJ AUWI DNLD | Alpha Response | [10 empty] | 2024-02-05 |  | Abnormal
Ur RBC Cast | SJ AUWI DNLD | Alpha Response | [10 empty] | 2024-05-10 |  | Abnormal
Ur RBC Cast | SJ AUWI DNLD | Alpha Response | [10 empty] | 2024-10-20 |  | Abnormal
Ur RBC Cast | SJ AUWI DNLD | Alpha Response | [10 empty] | 20-50 |  | Abnormal
Ur RBC Cast | SJ AUWI DNLD | Alpha Response | [10 empty] | 50-100 |  | Abnormal
Ur RBC Cast | SJ AUWI DNLD | Alpha Response | [10 empty] | Too Num to Cnt |  | Abnormal
Ur RBC Cast | SJ Clinitek Novus | Alpha | 0 Minutes | 150 Years |  | All | [9 empty] | /lpf
Ur RBC Cast | SJ Clinitek Novus | Alpha Response | [10 empty] | Not Present | X | Normal
Ur RBC Cast | SJ Clinitek Novus | Alpha Response | [10 empty] | 0-2 |  | Abnormal
Ur RBC Cast | SJ Clinitek Novus | Alpha Response | [10 empty] | 2024-02-05 |  | Abnormal
Ur RBC Cast | SJ Clinitek Novus | Alpha Response | [10 empty] | 2024-05-10 |  | Abnormal
Ur RBC Cast | SJ Clinitek Novus | Alpha Response | [10 empty] | 2024-10-20 |  | Abnormal
Ur RBC Cast | SJ Clinitek Novus | Alpha Response | [10 empty] | 20-50 |  | Abnormal
Ur RBC Cast | SJ Clinitek Novus | Alpha Response | [10 empty] | 50-100 |  | Abnormal
Ur RBC Cast | SJ Clinitek Novus | Alpha Response | [10 empty] | Too Num to Cnt |  | Abnormal
Ur RBC Cast | SJ UF-1000i | Alpha | 0 Minutes | 150 Years |  | All | [9 empty] | /lpf
Ur RBC Cast | SJ UF-1000i | Alpha Response | [10 empty] | Not Present | X | Normal
Ur RBC Cast | SJ UF-1000i | Alpha Response | [10 empty] | 0-2 |  | Abnormal
Ur RBC Cast | SJ UF-1000i | Alpha Response | [10 empty] | 2024-02-05 |  | Abnormal
Ur RBC Cast | SJ UF-1000i | Alpha Response | [10 empty] | 2024-05-10 |  | Abnormal
Ur RBC Cast | SJ UF-1000i | Alpha Response | [10 empty] | 2024-10-20 |  | Abnormal
Ur RBC Cast | SJ UF-1000i | Alpha Response | [10 empty] | 20-50 |  | Abnormal
Ur RBC Cast | SJ UF-1000i | Alpha Response | [10 empty] | 50-100 |  | Abnormal
Ur RBC Cast | SJ UF-1000i | Alpha Response | [10 empty] | Too Num to Cnt |  | Abnormal
Ur RBC Cast | SJ Urine Manual | Alpha | 0 Minutes | 150 Years |  | All | [9 empty] | /lpf
Ur RBC Cast | SJ Urine Manual | Alpha Response | [10 empty] | 0-2
Ur RBC Cast | SJ Urine Manual | Alpha Response | [10 empty] | 2024-02-05
Ur RBC Cast | SJ Urine Manual | Alpha Response | [10 empty] | 2024-05-10
Ur RBC Cast | SJ Urine Manual | Alpha Response | [10 empty] | 2024-10-20
Ur RBC Cast | SJ Urine Manual | Alpha Response | [10 empty] | 20-50
Ur RBC Cast | SJ Urine Manual | Alpha Response | [10 empty] | 50-100
Ur RBC Cast | SJ Urine Manual | Alpha Response | [10 empty] | Packed
Ur Small Round Cells | SJ AUWI DNLD | Alpha | 0 Minutes | 150 Years |  | All | [9 empty] | /lpf
Ur Small Round Cells | SJ AUWI DNLD | Alpha Response | [10 empty] | Not Present | X | Normal
Ur Small Round Cells | SJ AUWI DNLD | Alpha Response | [10 empty] | Present |  | Abnormal
Ur Small Round Cells | SJ Clinitek Novus | Alpha | 0 Minutes | 150 Years |  | All | [9 empty] | /lpf
Ur Small Round Cells | SJ Clinitek Novus | Alpha Response | [10 empty] | Not Present | X | Normal
Ur Small Round Cells | SJ Clinitek Novus | Alpha Response | [10 empty] | Present |  | Abnormal
Ur Small Round Cells | SJ UF-1000i | Alpha | 0 Minutes | 150 Years |  | All | [9 empty] | /lpf
Ur Small Round Cells | SJ UF-1000i | Alpha Response | [10 empty] | Not Present | X | Normal
Ur Small Round Cells | SJ UF-1000i | Alpha Response | [10 empty] | Present |  | Abnormal
Ur Specific Gravity | SJ AUWI DNLD | Numeric | 0 Minutes | 150 Years |  | Male | 1.005 | 1.025 |  |  | 1 | 1.045
Ur Specific Gravity | SJ AUWI DNLD | Numeric | 0 Minutes | 150 Years |  | Female | 1.005 | 1.025 |  |  | 1 | 1.045
Ur Specific Gravity | SJ Clinitek Novus | Numeric | 0 Minutes | 150 Years |  | Male | 1.005 | 1.025 |  |  | 1 | 1.045
Ur Specific Gravity | SJ Clinitek Novus | Numeric | 0 Minutes | 150 Years |  | Female | 1.005 | 1.025 |  |  | 1 | 1.045
Ur Specific Gravity | SJ UF-1000i | Numeric | 0 Minutes | 150 Years |  | Male | 1.005 | 1.025 |  |  | 1 | 1.045
Ur Specific Gravity | SJ UF-1000i | Numeric | 0 Minutes | 150 Years |  | Female | 1.005 | 1.025 |  |  | 1 | 1.045
Ur Sperm | SJ AUWI DNLD | Alpha | 0 Minutes | 150 Years |  | All | [9 empty] | /hpf
Ur Sperm | SJ AUWI DNLD | Alpha Response | [10 empty] | Present |  | Abnormal
Ur Sperm | SJ AUWI DNLD | Alpha Response | [10 empty] | Not Present | X | Normal
Ur Sperm | SJ Clinitek Novus | Alpha | 0 Minutes | 150 Years |  | All | [9 empty] | /hpf
Ur Sperm | SJ Clinitek Novus | Alpha Response | [10 empty] | Present |  | Abnormal
Ur Sperm | SJ Clinitek Novus | Alpha Response | [10 empty] | Not Present | X | Normal
Ur Sperm | SJ UF-1000i | Alpha | 0 Minutes | 150 Years |  | All | [9 empty] | /hpf
Ur Sperm | SJ UF-1000i | Alpha Response | [10 empty] | Present |  | Abnormal
Ur Sperm | SJ UF-1000i | Alpha Response | [10 empty] | Not Present | X | Normal
Ur Sperm | SJ Urine Manual | Alpha | 0 Minutes | 150 Years |  | All | [9 empty] | /hpf
Ur Sperm | SJ Urine Manual | Alpha Response | [10 empty] | Not Present
Ur Sperm | SJ Urine Manual | Alpha Response | [10 empty] | Present
Ur Squamous Epithelial | SJ AUWI DNLD | Alpha | 0 Minutes | 150 Years |  | All | 0 | 3 | [7 empty] | /hpf
Ur Squamous Epithelial | SJ AUWI DNLD | Alpha Response | [10 empty] | 0-3 | X | Normal
Ur Squamous Epithelial | SJ AUWI DNLD | Alpha Response | [10 empty] | 2024-03-06 |  | Normal
Ur Squamous Epithelial | SJ AUWI DNLD | Alpha Response | [10 empty] | 2024-06-10 |  | Abnormal
Ur Squamous Epithelial | SJ AUWI DNLD | Alpha Response | [10 empty] | 2024-10-20 |  | Abnormal
Ur Squamous Epithelial | SJ AUWI DNLD | Alpha Response | [10 empty] | 20-50 |  | Abnormal
Ur Squamous Epithelial | SJ AUWI DNLD | Alpha Response | [10 empty] | Too Num to Cnt |  | Abnormal
Ur Squamous Epithelial | SJ Clinitek Novus | Alpha | 0 Minutes | 150 Years |  | All | 0 | 3 | [7 empty] | /hpf
Ur Squamous Epithelial | SJ Clinitek Novus | Alpha Response | [10 empty] | 0-3 | X | Normal
Ur Squamous Epithelial | SJ Clinitek Novus | Alpha Response | [10 empty] | 2024-03-06 |  | Normal
Ur Squamous Epithelial | SJ Clinitek Novus | Alpha Response | [10 empty] | 2024-06-10 |  | Abnormal
Ur Squamous Epithelial | SJ Clinitek Novus | Alpha Response | [10 empty] | 2024-10-20 |  | Abnormal
Ur Squamous Epithelial | SJ Clinitek Novus | Alpha Response | [10 empty] | 20-50 |  | Abnormal
Ur Squamous Epithelial | SJ Clinitek Novus | Alpha Response | [10 empty] | Too Num to Cnt |  | Abnormal
Ur Squamous Epithelial | SJ UF-1000i | Alpha | 0 Minutes | 150 Years |  | All | 0 | 3 | [7 empty] | /hpf
Ur Squamous Epithelial | SJ UF-1000i | Alpha Response | [10 empty] | 0-3 | X | Normal
Ur Squamous Epithelial | SJ UF-1000i | Alpha Response | [10 empty] | 2024-03-06 |  | Normal
Ur Squamous Epithelial | SJ UF-1000i | Alpha Response | [10 empty] | 2024-06-10 |  | Abnormal
Ur Squamous Epithelial | SJ UF-1000i | Alpha Response | [10 empty] | 2024-10-20 |  | Abnormal
Ur Squamous Epithelial | SJ UF-1000i | Alpha Response | [10 empty] | 20-50 |  | Abnormal
Ur Squamous Epithelial | SJ UF-1000i | Alpha Response | [10 empty] | Too Num to Cnt |  | Abnormal
Ur Total Volume | SJ Vitros 5600 A | Numeric | 0 Minutes | 150 Years |  | All
Ur Trichomonas | SJ AUWI DNLD | Alpha | 0 Minutes | 150 Years |  | All | [9 empty] | /hpf
Ur Trichomonas | SJ AUWI DNLD | Alpha Response | [10 empty] | Present |  | Abnormal
Ur Trichomonas | SJ AUWI DNLD | Alpha Response | [10 empty] | Not Present | X | Normal
Ur Trichomonas | SJ Clinitek Novus | Alpha | 0 Minutes | 150 Years |  | All | [9 empty] | /hpf
Ur Trichomonas | SJ Clinitek Novus | Alpha Response | [10 empty] | Present |  | Abnormal
Ur Trichomonas | SJ Clinitek Novus | Alpha Response | [10 empty] | Not Present | X | Normal
Ur Trichomonas | SJ UF-1000i | Alpha | 0 Minutes | 150 Years |  | All | [9 empty] | /hpf
Ur Trichomonas | SJ UF-1000i | Alpha Response | [10 empty] | Present |  | Abnormal
Ur Trichomonas | SJ UF-1000i | Alpha Response | [10 empty] | Not Present | X | Normal
Ur Trichomonas | SJ Urine Manual | Alpha | 0 Minutes | 150 Years |  | All | [9 empty] | /hpf
Ur Trichomonas | SJ Urine Manual | Alpha Response | [10 empty] | Present
Ur Trph Crystals | SJ AUWI DNLD | Alpha | 0 Minutes | 150 Years |  | All | [9 empty] | /hpf
Ur Trph Crystals | SJ AUWI DNLD | Alpha Response | [10 empty] | Present |  | Abnormal
Ur Trph Crystals | SJ AUWI DNLD | Alpha Response | [10 empty] | Not Present | X | Normal
Ur Trph Crystals | SJ Clinitek Novus | Alpha | 0 Minutes | 150 Years |  | All | [9 empty] | /hpf
Ur Trph Crystals | SJ Clinitek Novus | Alpha Response | [10 empty] | Present |  | Abnormal
Ur Trph Crystals | SJ Clinitek Novus | Alpha Response | [10 empty] | Not Present | X | Normal
Ur Trph Crystals | SJ UF-1000i | Alpha | 0 Minutes | 150 Years |  | All | [9 empty] | /hpf
Ur Trph Crystals | SJ UF-1000i | Alpha Response | [10 empty] | Present |  | Abnormal
Ur Trph Crystals | SJ UF-1000i | Alpha Response | [10 empty] | Not Present | X | Normal
Ur Trph Crystals | SJ Urine Manual | Alpha | 0 Minutes | 150 Years |  | All | [9 empty] | /hpf
Ur Trph Crystals | SJ Urine Manual | Alpha Response | [10 empty] | Present
Ur Uric Acid Crystals | SJ AUWI DNLD | Alpha | 0 Minutes | 150 Years |  | All | [9 empty] | /hpf
Ur Uric Acid Crystals | SJ AUWI DNLD | Alpha Response | [10 empty] | Present |  | Abnormal
Ur Uric Acid Crystals | SJ AUWI DNLD | Alpha Response | [10 empty] | Not Present | X | Normal
Ur Uric Acid Crystals | SJ Clinitek Novus | Alpha | 0 Minutes | 150 Years |  | All | [9 empty] | /hpf
Ur Uric Acid Crystals | SJ Clinitek Novus | Alpha Response | [10 empty] | Present |  | Abnormal
Ur Uric Acid Crystals | SJ Clinitek Novus | Alpha Response | [10 empty] | Not Present | X | Normal
Ur Uric Acid Crystals | SJ UF-1000i | Alpha | 0 Minutes | 150 Years |  | All | [9 empty] | /hpf
Ur Uric Acid Crystals | SJ UF-1000i | Alpha Response | [10 empty] | Present |  | Abnormal
Ur Uric Acid Crystals | SJ UF-1000i | Alpha Response | [10 empty] | Not Present | X | Normal
Ur Uric Acid Crystals | SJ Urine Manual | Alpha | 0 Minutes | 150 Years |  | All | [9 empty] | /hpf
Ur Uric Acid Crystals | SJ Urine Manual | Alpha Response | [10 empty] | Present
Ur Urobilinogen | SJ AUWI DNLD | Alpha | 0 Minutes | 150 Years |  | All | [9 empty] | EU/dL
Ur Urobilinogen | SJ AUWI DNLD | Alpha Response | [10 empty] | 0.2 | X | Normal
Ur Urobilinogen | SJ AUWI DNLD | Alpha Response | [10 empty] | 1 |  | Abnormal
Ur Urobilinogen | SJ AUWI DNLD | Alpha Response | [10 empty] | 2 |  | Abnormal
Ur Urobilinogen | SJ AUWI DNLD | Alpha Response | [10 empty] | 4 |  | Abnormal
Ur Urobilinogen | SJ AUWI DNLD | Alpha Response | [10 empty] | >=8.0 |  | Abnormal
Ur Urobilinogen | SJ Clinitek Novus | Alpha | 0 Minutes | 150 Years |  | All | [9 empty] | EU/dL
Ur Urobilinogen | SJ Clinitek Novus | Alpha Response | [10 empty] | 0.2 | X | Normal
Ur Urobilinogen | SJ Clinitek Novus | Alpha Response | [10 empty] | 1 |  | Abnormal
Ur Urobilinogen | SJ Clinitek Novus | Alpha Response | [10 empty] | 2 |  | Abnormal
Ur Urobilinogen | SJ Clinitek Novus | Alpha Response | [10 empty] | 4 |  | Abnormal
Ur Urobilinogen | SJ Clinitek Novus | Alpha Response | [10 empty] | >=8.0 |  | Abnormal
Ur Urobilinogen | SJ UF-1000i | Alpha | 0 Minutes | 150 Years |  | All | [9 empty] | EU/dL
Ur Urobilinogen | SJ UF-1000i | Alpha Response | [10 empty] | 0.2 | X | Normal
Ur Urobilinogen | SJ UF-1000i | Alpha Response | [10 empty] | 1 |  | Abnormal
Ur Urobilinogen | SJ UF-1000i | Alpha Response | [10 empty] | 2 |  | Abnormal
Ur Urobilinogen | SJ UF-1000i | Alpha Response | [10 empty] | 4 |  | Abnormal
Ur Urobilinogen | SJ UF-1000i | Alpha Response | [10 empty] | >=8.0 |  | Abnormal
Ur Waxy Cast | SJ AUWI DNLD | Alpha | 0 Minutes | 150 Years |  | All | [9 empty] | /lpf
Ur Waxy Cast | SJ AUWI DNLD | Alpha Response | [10 empty] | Not Present | X | Normal
Ur Waxy Cast | SJ AUWI DNLD | Alpha Response | [10 empty] | 0-2 |  | Abnormal
Ur Waxy Cast | SJ AUWI DNLD | Alpha Response | [10 empty] | 2024-02-05 |  | Abnormal
Ur Waxy Cast | SJ AUWI DNLD | Alpha Response | [10 empty] | 2024-05-10 |  | Abnormal
Ur Waxy Cast | SJ AUWI DNLD | Alpha Response | [10 empty] | 2024-10-20 |  | Abnormal
Ur Waxy Cast | SJ AUWI DNLD | Alpha Response | [10 empty] | 20-50 |  | Abnormal
Ur Waxy Cast | SJ AUWI DNLD | Alpha Response | [10 empty] | 50-100 |  | Abnormal
Ur Waxy Cast | SJ AUWI DNLD | Alpha Response | [10 empty] | Packed |  | Abnormal
Ur Waxy Cast | SJ Clinitek Novus | Alpha | 0 Minutes | 150 Years |  | All | [9 empty] | /lpf
Ur Waxy Cast | SJ Clinitek Novus | Alpha Response | [10 empty] | Not Present | X | Normal
Ur Waxy Cast | SJ Clinitek Novus | Alpha Response | [10 empty] | 0-2 |  | Abnormal
Ur Waxy Cast | SJ Clinitek Novus | Alpha Response | [10 empty] | 2024-02-05 |  | Abnormal
Ur Waxy Cast | SJ Clinitek Novus | Alpha Response | [10 empty] | 2024-05-10 |  | Abnormal
Ur Waxy Cast | SJ Clinitek Novus | Alpha Response | [10 empty] | 2024-10-20 |  | Abnormal
Ur Waxy Cast | SJ Clinitek Novus | Alpha Response | [10 empty] | 20-50 |  | Abnormal
Ur Waxy Cast | SJ Clinitek Novus | Alpha Response | [10 empty] | 50-100 |  | Abnormal
Ur Waxy Cast | SJ Clinitek Novus | Alpha Response | [10 empty] | Packed |  | Abnormal
Ur Waxy Cast | SJ UF-1000i | Alpha | 0 Minutes | 150 Years |  | All | [9 empty] | /lpf
Ur Waxy Cast | SJ UF-1000i | Alpha Response | [10 empty] | Not Present | X | Normal
Ur Waxy Cast | SJ UF-1000i | Alpha Response | [10 empty] | 0-2 |  | Abnormal
Ur Waxy Cast | SJ UF-1000i | Alpha Response | [10 empty] | 2024-02-05 |  | Abnormal
Ur Waxy Cast | SJ UF-1000i | Alpha Response | [10 empty] | 2024-05-10 |  | Abnormal
Ur Waxy Cast | SJ UF-1000i | Alpha Response | [10 empty] | 2024-10-20 |  | Abnormal
Ur Waxy Cast | SJ UF-1000i | Alpha Response | [10 empty] | 20-50 |  | Abnormal
Ur Waxy Cast | SJ UF-1000i | Alpha Response | [10 empty] | 50-100 |  | Abnormal
Ur Waxy Cast | SJ UF-1000i | Alpha Response | [10 empty] | Packed |  | Abnormal
Ur Waxy Cast | SJ Urine Manual | Alpha | 0 Minutes | 150 Years |  | All | [9 empty] | /lpf
Ur Waxy Cast | SJ Urine Manual | Alpha Response | [10 empty] | 0-2
Ur Waxy Cast | SJ Urine Manual | Alpha Response | [10 empty] | 2024-02-05
Ur Waxy Cast | SJ Urine Manual | Alpha Response | [10 empty] | 2024-05-10
Ur Waxy Cast | SJ Urine Manual | Alpha Response | [10 empty] | 2024-10-20
Ur Waxy Cast | SJ Urine Manual | Alpha Response | [10 empty] | 20-50
Ur Waxy Cast | SJ Urine Manual | Alpha Response | [10 empty] | 50-100
Ur Waxy Cast | SJ Urine Manual | Alpha Response | [10 empty] | Packed
Ur WBC | SJ AUWI DNLD | Alpha | 0 Minutes | 150 Years |  | All | 0 | 3 | [7 empty] | /hpf
Ur WBC | SJ AUWI DNLD | Alpha Response | [10 empty] | 0-3 | X | Normal
Ur WBC | SJ AUWI DNLD | Alpha Response | [10 empty] | 2024-03-06 |  | Abnormal
Ur WBC | SJ AUWI DNLD | Alpha Response | [10 empty] | 2024-06-10 |  | Abnormal
Ur WBC | SJ AUWI DNLD | Alpha Response | [10 empty] | 2024-10-20 |  | Abnormal
Ur WBC | SJ AUWI DNLD | Alpha Response | [10 empty] | 20-50 |  | Abnormal
Ur WBC | SJ AUWI DNLD | Alpha Response | [10 empty] | Too Num to Cnt |  | Abnormal
Ur WBC | SJ Clinitek Novus | Alpha | 0 Minutes | 150 Years |  | All | 0 | 3 | [7 empty] | /hpf
Ur WBC | SJ Clinitek Novus | Alpha Response | [10 empty] | 0-3 | X | Normal
Ur WBC | SJ Clinitek Novus | Alpha Response | [10 empty] | 2024-03-06 |  | Abnormal
Ur WBC | SJ Clinitek Novus | Alpha Response | [10 empty] | 2024-06-10 |  | Abnormal
Ur WBC | SJ Clinitek Novus | Alpha Response | [10 empty] | 2024-10-20 |  | Abnormal
Ur WBC | SJ Clinitek Novus | Alpha Response | [10 empty] | 20-50 |  | Abnormal
Ur WBC | SJ Clinitek Novus | Alpha Response | [10 empty] | Too Num to Cnt |  | Abnormal
Ur WBC | SJ UF-1000i | Alpha | 0 Minutes | 150 Years |  | All | 0 | 3 | [7 empty] | /hpf
Ur WBC | SJ UF-1000i | Alpha Response | [10 empty] | 0-3 | X | Normal
Ur WBC | SJ UF-1000i | Alpha Response | [10 empty] | 2024-03-06 |  | Abnormal
Ur WBC | SJ UF-1000i | Alpha Response | [10 empty] | 2024-06-10 |  | Abnormal
Ur WBC | SJ UF-1000i | Alpha Response | [10 empty] | 2024-10-20 |  | Abnormal
Ur WBC | SJ UF-1000i | Alpha Response | [10 empty] | 20-50 |  | Abnormal
Ur WBC | SJ UF-1000i | Alpha Response | [10 empty] | Too Num to Cnt |  | Abnormal
Ur WBC | SJ Urine Manual | Alpha | 0 Minutes | 150 Years |  | All | [9 empty] | /hpf
Ur WBC | SJ Urine Manual | Alpha Response | [10 empty] | None Seen |  | Normal
Ur WBC | SJ Urine Manual | Alpha Response | [10 empty] | 0-2 |  | Normal
Ur WBC | SJ Urine Manual | Alpha Response | [10 empty] | 2024-02-05 |  | Normal
Ur WBC | SJ Urine Manual | Alpha Response | [10 empty] | 2024-05-10 |  | Abnormal
Ur WBC | SJ Urine Manual | Alpha Response | [10 empty] | 2024-10-25 |  | Abnormal
Ur WBC | SJ Urine Manual | Alpha Response | [10 empty] | 25-50 |  | Abnormal
Ur WBC | SJ Urine Manual | Alpha Response | [10 empty] | >50 |  | Abnormal
Ur WBC | SJ Urine Manual | Alpha Response | [10 empty] | Too Num to Cnt |  | Abnormal
Ur WBC Cast | SJ AUWI DNLD | Alpha | 0 Minutes | 150 Years |  | All | [9 empty] | /lpf
Ur WBC Cast | SJ AUWI DNLD | Alpha Response | [10 empty] | Not Present | X | Normal
Ur WBC Cast | SJ AUWI DNLD | Alpha Response | [10 empty] | 0-2 |  | Abnormal
Ur WBC Cast | SJ AUWI DNLD | Alpha Response | [10 empty] | 2024-02-05 |  | Abnormal
Ur WBC Cast | SJ AUWI DNLD | Alpha Response | [10 empty] | 2024-05-10 |  | Abnormal
Ur WBC Cast | SJ AUWI DNLD | Alpha Response | [10 empty] | 2024-10-20 |  | Abnormal
Ur WBC Cast | SJ AUWI DNLD | Alpha Response | [10 empty] | 20-50 |  | Abnormal
Ur WBC Cast | SJ AUWI DNLD | Alpha Response | [10 empty] | 50-100 |  | Abnormal
Ur WBC Cast | SJ AUWI DNLD | Alpha Response | [10 empty] | Packed |  | Abnormal
Ur WBC Cast | SJ Clinitek Novus | Alpha | 0 Minutes | 150 Years |  | All | [9 empty] | /lpf
Ur WBC Cast | SJ Clinitek Novus | Alpha Response | [10 empty] | Not Present | X | Normal
Ur WBC Cast | SJ Clinitek Novus | Alpha Response | [10 empty] | 0-2 |  | Abnormal
Ur WBC Cast | SJ Clinitek Novus | Alpha Response | [10 empty] | 2024-02-05 |  | Abnormal
Ur WBC Cast | SJ Clinitek Novus | Alpha Response | [10 empty] | 2024-05-10 |  | Abnormal
Ur WBC Cast | SJ Clinitek Novus | Alpha Response | [10 empty] | 2024-10-20 |  | Abnormal
Ur WBC Cast | SJ Clinitek Novus | Alpha Response | [10 empty] | 20-50 |  | Abnormal
Ur WBC Cast | SJ Clinitek Novus | Alpha Response | [10 empty] | 50-100 |  | Abnormal
Ur WBC Cast | SJ Clinitek Novus | Alpha Response | [10 empty] | Packed |  | Abnormal
Ur WBC Cast | SJ UF-1000i | Alpha | 0 Minutes | 150 Years |  | All | [9 empty] | /lpf
Ur WBC Cast | SJ UF-1000i | Alpha Response | [10 empty] | Not Present | X | Normal
Ur WBC Cast | SJ UF-1000i | Alpha Response | [10 empty] | 0-2 |  | Abnormal
Ur WBC Cast | SJ UF-1000i | Alpha Response | [10 empty] | 2024-02-05 |  | Abnormal
Ur WBC Cast | SJ UF-1000i | Alpha Response | [10 empty] | 2024-05-10 |  | Abnormal
Ur WBC Cast | SJ UF-1000i | Alpha Response | [10 empty] | 2024-10-20 |  | Abnormal
Ur WBC Cast | SJ UF-1000i | Alpha Response | [10 empty] | 20-50 |  | Abnormal
Ur WBC Cast | SJ UF-1000i | Alpha Response | [10 empty] | 50-100 |  | Abnormal
Ur WBC Cast | SJ UF-1000i | Alpha Response | [10 empty] | Packed |  | Abnormal
Ur WBC Cast | SJ Urine Manual | Alpha | 0 Minutes | 150 Years |  | All | [9 empty] | /lpf
Ur WBC Cast | SJ Urine Manual | Alpha Response | [10 empty] | 0-2
Ur WBC Cast | SJ Urine Manual | Alpha Response | [10 empty] | 2024-02-05
Ur WBC Cast | SJ Urine Manual | Alpha Response | [10 empty] | 2024-05-10
Ur WBC Cast | SJ Urine Manual | Alpha Response | [10 empty] | 2024-10-20
Ur WBC Cast | SJ Urine Manual | Alpha Response | [10 empty] | 20-50
Ur WBC Cast | SJ Urine Manual | Alpha Response | [10 empty] | 50-100
Ur WBC Cast | SJ Urine Manual | Alpha Response | [10 empty] | Packed
Ur WBC Clumps | SJ AUWI DNLD | Alpha | 0 Minutes | 150 Years |  | All | [9 empty] | /hpf
Ur WBC Clumps | SJ AUWI DNLD | Alpha Response | [10 empty] | Present |  | Abnormal
Ur WBC Clumps | SJ Clinitek Novus | Alpha | 0 Minutes | 150 Years |  | All | [9 empty] | /hpf
Ur WBC Clumps | SJ Clinitek Novus | Alpha Response | [10 empty] | Present |  | Abnormal
Ur WBC Clumps | SJ UF-1000i | Alpha | 0 Minutes | 150 Years |  | All | [9 empty] | /hpf
Ur WBC Clumps | SJ UF-1000i | Alpha Response | [10 empty] | Present |  | Abnormal
Ur Yeast | SJ AUWI DNLD | Alpha | 0 Minutes | 150 Years |  | All | [9 empty] | /hpf
Ur Yeast | SJ AUWI DNLD | Alpha Response | [10 empty] | Present |  | Abnormal
Ur Yeast | SJ AUWI DNLD | Alpha Response | [10 empty] | Not Present | X | Normal
Ur Yeast | SJ Clinitek Novus | Alpha | 0 Minutes | 150 Years |  | All | [9 empty] | /hpf
Ur Yeast | SJ Clinitek Novus | Alpha Response | [10 empty] | Present |  | Abnormal
Ur Yeast | SJ Clinitek Novus | Alpha Response | [10 empty] | Not Present | X | Normal
Ur Yeast | SJ UF-1000i | Alpha | 0 Minutes | 150 Years |  | All | [9 empty] | /hpf
Ur Yeast | SJ UF-1000i | Alpha Response | [10 empty] | Present |  | Abnormal
Ur Yeast | SJ UF-1000i | Alpha Response | [10 empty] | Not Present | X | Normal
Ur Yeast | SJ Urine Manual | Alpha | 0 Minutes | 150 Years |  | All | [9 empty] | /hpf
Ur Yeast | SJ Urine Manual | Alpha Response | [10 empty] | Present
Urea Nitr 24Hr Urine | SJ Vitros 5600 A | Calculation | 0 Minutes | 150 Years |  | All | 12 | 20 | [7 empty] | g/day
Urea Nitr Urine | SJ Vitros 5600 A | Numeric | 0 Minutes | 150 Years |  | All |  |  |  |  | 67 | 25200 |  |  |  | mg/dL
Urea Random Urine | SJ Vitros 5600 A | Numeric | 0 Minutes | 150 Years |  | Male |  |  |  |  | 67 | 25200 |  |  |  | mg/dL
Urea Random Urine | SJ Vitros 5600 A | Numeric | 0 Minutes | 150 Years |  | Female |  |  |  |  | 67 | 25200 |  |  |  | mg/dL
Uric Acid | SJ Vitros 5600 A | Numeric | 0 Minutes | 150 Years |  | Male | 3.5 | 8.5 |  |  | 0.5 | 240 |  |  |  | mg/dL
Uric Acid | SJ Vitros 5600 A | Numeric | 0 Minutes | 150 Years |  | Female | 2.5 | 6.2 |  |  | 0.5 | 240 |  |  |  | mg/dL
Vacuoles WBC | SJ Cellavision | Alpha | 0 Minutes | 150 Years |  | All
Vacuoles WBC | SJ Cellavision | Alpha Response | [10 empty] | Present |  | Abnormal
Vacuoles WBC | SJ Cellavision | Alpha Response | [10 empty] | Absent
Vacuoles WBC | SJ Cellavision | Alpha Response | [10 empty] | Footnote |  | Normal
Vacuoles WBC | SJ Heme Manual | Alpha | 0 Minutes | 150 Years |  | All
Vacuoles WBC | SJ Heme Manual | Alpha Response | [10 empty] | Present |  | Abnormal
Vacuoles WBC | SJ Heme Manual | Alpha Response | [10 empty] | Footnote |  | Normal
Valproic Acid Level | SJ Vitros 5600 A | Numeric | 0 Minutes | 150 Years |  | All | 50 | 100 |  | 150 | 10 | 1500 |  |  |  | ug/mL
VanA/B-Vancomycin Resistance gene | SJ BioFire | Alpha | 0 Minutes | 150 Years |  | All
VanA/B-Vancomycin Resistance gene | SJ BioFire | Alpha Response | [10 empty] | Detected |  | Critical
VanA/B-Vancomycin Resistance gene | SJ BioFire | Alpha Response | [10 empty] | Not Detected | X | Normal
VanA/B-Vancomycin Resistance gene | SJ BioFire | Alpha Response | [10 empty] | Not Applicable |  | Normal
VanA/B-Vancomycin Resistance gene | SJ BioFire | Alpha Response | [10 empty] | Not Determined |  | Normal
Vanco Pk Lvl | SJ Vitros 5600 A | Numeric | 0 Minutes | 150 Years |  | All | 30 | 40 |  |  | 5 | 100 |  |  |  | ug/mL
Vancomycin Level | SJ Vitros 5600 A | Numeric | 0 Minutes | 150 Years |  | All | 0 | 20 |  |  | 5 | 100 |  |  |  | ug/mL
Vancomycin Trough Level | SJ Vitros 5600 A | Numeric | 0 Minutes | 150 Years |  | All | 10 | 15 |  |  | 5 | 100 |  |  |  | mcg/mL
VIM-Carbapenem Resistance gene | SJ BioFire | Alpha | 0 Minutes | 150 Years |  | All
VIM-Carbapenem Resistance gene | SJ BioFire | Alpha Response | [10 empty] | Detected |  | Critical
VIM-Carbapenem Resistance gene | SJ BioFire | Alpha Response | [10 empty] | Not Detected | X | Normal
VIM-Carbapenem Resistance gene | SJ BioFire | Alpha Response | [10 empty] | Not Applicable |  | Normal
VIM-Carbapenem Resistance gene | SJ BioFire | Alpha Response | [10 empty] | Not Determined |  | Normal
Vit D 25-Hydroxy | SJ Vitros 5600 A | Numeric | 0 Minutes | 150 Years |  | Male | 14.7 | 68.3 |  |  | 12.8 | 126 |  |  |  | ng/mL
Vit D 25-Hydroxy | SJ Vitros 5600 A | Numeric | 0 Minutes | 150 Years |  | Female | 14.7 | 68.3 |  |  | 12.8 | 126 |  |  |  | ng/mL
Vitamin B12 | SJ Vitros 5600 A | Numeric | 0 Minutes | 150 Years |  | All | 239 | 931 |  |  | 159 | 1000 |  |  |  | pg/mL
WB AaO2 | SJ RAD90 A | Calculation | 0 Minutes | 150 Years |  | All | 5 | 12 | [7 empty] | mmHg
WB Base Excess | SJ RAD90 A | Numeric | 0 Minutes | 150 Years |  | All | [9 empty] | mmol/L
WB Cl | SJ RAD90 A | Numeric | 0 Days | 60 Days |  | Male | 98 | 107 | 75 | 121 | 46 | 122 |  |  |  | mmol/L
WB Cl | SJ RAD90 A | Numeric | 60 Days | 18 Years |  | Male | 98 | 107 | 75 | 121 | 46 | 122 |  |  |  | mmol/L
WB Cl | SJ RAD90 A | Numeric | 18 Years | 150 Years |  | Male | 98 | 107 | 75 | 121 | 46 | 122 |  |  |  | mmol/L
WB Cl | SJ RAD90 A | Numeric | 0 Days | 60 Days |  | Female | 98 | 107 | 75 | 121 | 46 | 122 |  |  |  | mmol/L
WB Cl | SJ RAD90 A | Numeric | 60 Days | 18 Years |  | Female | 98 | 107 | 75 | 121 | 46 | 122 |  |  |  | mmol/L
WB Cl | SJ RAD90 A | Numeric | 18 Years | 150 Years |  | Female | 98 | 107 | 75 | 121 | 46 | 122 |  |  |  | mmol/L
WB CO2 | SJ RAD90 A | Numeric | 0 Minutes | 9 Years |  | Male | 21 | 30 | 10 | 39 | 5 | 40 |  |  |  | mmol/L
WB CO2 | SJ RAD90 A | Numeric | 9 Years | 58 Years |  | Male | 23 | 32 | 10 | 39 | 5 | 40 |  |  |  | mmol/L
WB CO2 | SJ RAD90 A | Numeric | 58 Years | 78 Years |  | Male | 23 | 34 | 10 | 39 | 5 | 40 |  |  |  | mmol/L
WB CO2 | SJ RAD90 A | Numeric | 78 Years | 150 Years |  | Male | 21 | 35 | 10 | 39 | 5 | 40 |  |  |  | mmol/L
WB CO2 | SJ RAD90 A | Numeric | 0 Minutes | 9 Years |  | Female | 21 | 30 | 10 | 39 | 5 | 40 |  |  |  | mmol/L
WB CO2 | SJ RAD90 A | Numeric | 9 Years | 58 Years |  | Female | 23 | 32 | 10 | 39 | 5 | 40 |  |  |  | mmol/L
WB CO2 | SJ RAD90 A | Numeric | 58 Years | 78 Years |  | Female | 23 | 34 | 10 | 39 | 5 | 40 |  |  |  | mmol/L
WB CO2 | SJ RAD90 A | Numeric | 78 Years | 150 Years |  | Female | 21 | 35 | 10 | 39 | 5 | 40 |  |  |  | mmol/L
WB COHB | SJ RAD90 A | Numeric | 0 Minutes | 150 Years |  | All | 0.1 | 2 |  | 6 | 0.5 | 50.1 |  |  |  | %
WB FiO2 | SJ RAD90 A |  | 0 Minutes | 150 Years |  | All
WB GAP | SJ RAD90 A | Calculation | 0 Minutes | 150 Years |  | All | 3 | 11 |  |  | 0 | 25 |  |  |  | mmol/L
WB Glu | SJ RAD90 A | Numeric | 0 Days | 60 Days |  | Male | 40 | 60 | 26 | 180 | 0 | 1297 |  |  |  | mg/dL
WB Glu | SJ RAD90 A | Numeric | 60 Days | 18 Years |  | Male | 60 | 100 | 51 | 499 | 0 | 1297 |  |  |  | mg/dL
WB Glu | SJ RAD90 A | Numeric | 18 Years | 150 Years |  | Male | 40 | 60 | 51 | 499 | 0 | 1297 |  |  |  | mg/dL
WB Glu | SJ RAD90 A | Numeric | 0 Days | 60 Days |  | Female | 50 | 90 | 26 | 180 | 0 | 1297 |  |  |  | mg/dL
WB Glu | SJ RAD90 A | Numeric | 60 Days | 18 Years |  | Female | 70 | 110 | 51 | 499 | 0 | 1297 |  |  |  | mg/dL
WB Glu | SJ RAD90 A | Numeric | 18 Years | 150 Years |  | Female | 50 | 90 | 51 | 499 | 0 | 1297 |  |  |  | mg/dL
WB HCO3 | SJ RAD90 A | Numeric | 0 Minutes | 150 Years |  | All | 22 | 26 | [7 empty] | mmol/L
WB Hct | SJ RAD90 A | Numeric | 0 Minutes | 7 Days |  | Male | 42 | 60 | 36 | 60 | 10 | 75 |  |  |  | %
WB Hct | SJ RAD90 A | Numeric | 7 Days | 14 Days |  | Male | 42 | 60 | 36 | 60 | 10 | 75 |  |  |  | %
WB Hct | SJ RAD90 A | Numeric | 14 Days | 4 Weeks |  | Male | 38 | 63 | 30 | 60 | 10 | 75 |  |  |  | %
WB Hct | SJ RAD90 A | Numeric | 4 Weeks | 2 Months |  | Male | 38 | 63 | 30 | 60 | 10 | 75 |  |  |  | %
WB Hct | SJ RAD90 A | Numeric | 2 Months | 6 Months |  | Male | 28 | 42 | 24 | 60 | 10 | 75 |  |  |  | %
WB Hct | SJ RAD90 A | Numeric | 6 Months | 6 Years |  | Male | 33 | 42 | 24 | 60 | 10 | 75 |  |  |  | %
WB Hct | SJ RAD90 A | Numeric | 6 Years | 12 Years |  | Male | 35 | 45 | 24 | 60 | 10 | 75 |  |  |  | %
WB Hct | SJ RAD90 A | Numeric | 12 Years | 18 Years |  | Male | 37 | 49 | 24 | 60 | 10 | 75 |  |  |  | %
WB Hct | SJ RAD90 A | Numeric | 18 Years | 150 Years |  | Male | 40 | 54 | 21 | 60 | 10 | 75 |  |  |  | %
WB Hct | SJ RAD90 A | Numeric | 0 Minutes | 7 Days |  | Female | 42 | 60 | 36 | 65 | 10 | 75 |  |  |  | %
WB Hct | SJ RAD90 A | Numeric | 7 Days | 14 Days |  | Female | 39 | 60 | 36 | 65 | 10 | 75 |  |  |  | %
WB Hct | SJ RAD90 A | Numeric | 14 Days | 4 Weeks |  | Female | 39 | 63 | 30 | 65 | 10 | 75 |  |  |  | %
WB Hct | SJ RAD90 A | Numeric | 4 Weeks | 2 Months |  | Female | 39 | 63 | 24 | 60 | 10 | 75 |  |  |  | %
WB Hct | SJ RAD90 A | Numeric | 2 Months | 6 Months |  | Female | 28 | 42 | 24 | 60 | 10 | 75 |  |  |  | %
WB Hct | SJ RAD90 A | Numeric | 6 Months | 6 Years |  | Female | 33 | 42 | 24 | 60 | 10 | 75 |  |  |  | %
WB Hct | SJ RAD90 A | Numeric | 6 Years | 12 Years |  | Female | 35 | 45 | 24 | 60 | 10 | 75 |  |  |  | %
WB Hct | SJ RAD90 A | Numeric | 12 Years | 18 Years |  | Female | 36 | 46 | 24 | 60 | 10 | 75 |  |  |  | %
WB Hct | SJ RAD90 A | Numeric | 18 Years | 150 Years |  | Female | 37 | 47.5 | 21 | 60 | 10 | 75 |  |  |  | %
WB Hgb | SJ RAD90 A | Numeric | 0 Minutes | 14 Days |  | Male | 12.8 | 20.4 | 12 | 20 | 4.9 | 22.9 |  |  |  | g/dL
WB Hgb | SJ RAD90 A | Numeric | 14 Days | 30 Days |  | Male | 12.8 | 20.4 | 10 | 20 | 4.9 | 22.9 |  |  |  | g/dL
WB Hgb | SJ RAD90 A | Numeric | 30 Days | 60 Days |  | Male | 12.8 | 20.4 | 10 | 20 | 4.9 | 22.9 |  |  |  | g/dL
WB Hgb | SJ RAD90 A | Numeric | 60 Days | 90 Days |  | Male | 9 | 14 | 8 | 20 | 4.9 | 22.9 |  |  |  | g/dL
WB Hgb | SJ RAD90 A | Numeric | 90 Days | 6 Months |  | Male | 9.5 | 13.5 | 8 | 20 | 4.9 | 22.9 |  |  |  | g/dL
WB Hgb | SJ RAD90 A | Numeric | 6 Months | 2 Years |  | Male | 10.5 | 13.5 | 8 | 20 | 4.9 | 22.9 |  |  |  | g/dL
WB Hgb | SJ RAD90 A | Numeric | 2 Years | 6 Years |  | Male | 11.5 | 14 | 8 | 20 | 4.9 | 22.9 |  |  |  | g/dL
WB Hgb | SJ RAD90 A | Numeric | 6 Years | 12 Years |  | Male | 11.5 | 15 | 8 | 20 | 4.9 | 22.9 |  |  |  | g/dL
WB Hgb | SJ RAD90 A | Numeric | 12 Years | 18 Years |  | Male | 13 | 16 | 8 | 20 | 4.9 | 22.9 |  |  |  | g/dL
WB Hgb | SJ RAD90 A | Numeric | 18 Years | 60 Years |  | Male | 13.5 | 18 | 7 | 20 | 4.9 | 22.9 |  |  |  | g/dL
WB Hgb | SJ RAD90 A | Numeric | 60 Years | 150 Years |  | Male | 13 | 18 | 7 | 20 | 4.9 | 22.9 |  |  |  | g/dL
WB Hgb | SJ RAD90 A | Numeric | 0 Minutes | 14 Days |  | Female | 12.8 | 20.4 | 12 | 20 | 4.9 | 22.9 |  |  |  | g/dL
WB Hgb | SJ RAD90 A | Numeric | 14 Days | 30 Days |  | Female | 12.8 | 20.4 | 10 | 20 | 4.9 | 22.9 |  |  |  | g/dL
WB Hgb | SJ RAD90 A | Numeric | 30 Days | 60 Days |  | Female | 12.8 | 20.4 | 10 | 20 | 4.9 | 22.9 |  |  |  | g/dL
WB Hgb | SJ RAD90 A | Numeric | 60 Days | 90 Days |  | Female | 9 | 14 | 8 | 20 | 4.9 | 22.9 |  |  |  | g/dL
WB Hgb | SJ RAD90 A | Numeric | 90 Days | 6 Months |  | Female | 9.5 | 13.5 | 8 | 20 | 4.9 | 22.9 |  |  |  | g/dL
WB Hgb | SJ RAD90 A | Numeric | 6 Months | 2 Years |  | Female | 10.5 | 13.5 | 8 | 20 | 4.9 | 22.9 |  |  |  | g/dL
WB Hgb | SJ RAD90 A | Numeric | 2 Years | 6 Years |  | Female | 11.5 | 14 | 8 | 20 | 4.9 | 22.9 |  |  |  | g/dL
WB Hgb | SJ RAD90 A | Numeric | 6 Years | 12 Years |  | Female | 11.5 | 15 | 8 | 20 | 4.9 | 22.9 |  |  |  | g/dL
WB Hgb | SJ RAD90 A | Numeric | 12 Years | 18 Years |  | Female | 12 | 16 | 8 | 20 | 4.9 | 22.9 |  |  |  | g/dL
WB Hgb | SJ RAD90 A | Numeric | 18 Years | 60 Years |  | Female | 12 | 16 | 7 | 20 | 4.9 | 22.9 |  |  |  | g/dL
WB Hgb | SJ RAD90 A | Numeric | 60 Years | 150 Years |  | Female | 11.5 | 16 | 7 | 20 | 4.9 | 22.9 |  |  |  | g/dL
WB ICAL | SJ RAD90 A | Numeric | 0 Minutes | 18 Years |  | All | 1.15 | 1.38 | 0.8 | 1.48 | 0.16 | 1.82 |  |  |  | mmol/L
WB ICAL | SJ RAD90 A | Numeric | 18 Years | 150 Years |  | All | 1.15 | 1.35 | 0.9 | 1.47 | 0.16 | 1.82 |  |  |  | mmol/L
WB ICAL-FILT | SJ RAD90 A | Numeric | 0 Minutes | 18 Years |  | All |  |  |  |  | 0.16 | 1.82 |  |  |  | mmol/L
WB ICAL-FILT | SJ RAD90 A | Numeric | 18 Years | 150 Years |  | All |  |  |  |  | 0.16 | 1.82 |  |  |  | mmol/L
WB K | SJ RAD90 A | Numeric | 0 Minutes | 2 Months |  | All | 3.4 | 5.1 | 3 | 6 | 1 | 13.5 |  |  |  | mmol/L
WB K | SJ RAD90 A | Numeric | 2 Months | 150 Years |  | All | 3.4 | 5.1 | 2.6 | 5.9 | 1 | 13.5 |  |  |  | mmol/L
WB Lactate | SJ RAD90 A | Numeric | 0 Minutes | 150 Years |  | All | 0.5 | 2 |  | 2.5 | 0.2 | 31 |  |  |  | mmol/L
WB Methb | SJ RAD90 A | Numeric | 0 Minutes | 150 Years |  | All | 0.4 | 1.5 |  | 5 | 0.1 | 29.9 |  |  |  | %
WB Na | SJ RAD90 A | Numeric | 0 Minutes | 2 Months |  | All | 135 | 144 | 131 | 149 | 78 | 178 |  |  |  | mmol/L
WB Na | SJ RAD90 A | Numeric | 2 Months | 9 Years |  | All | 134 | 148 | 121 | 159 | 78 | 178 |  |  |  | mmol/L
WB Na | SJ RAD90 A | Numeric | 9 Years | 14 Years |  | All | 136 | 146 | 121 | 159 | 78 | 178 |  |  |  | mmol/L
WB Na | SJ RAD90 A | Numeric | 14 Years | 88 Years |  | All | 136 | 147 | 121 | 159 | 78 | 178 |  |  |  | mmol/L
WB Na | SJ RAD90 A | Numeric | 88 Years | 150 Years |  | All | 134 | 148 | 121 | 159 | 78 | 178 |  |  |  | mmol/L
WB O2 Sat | SJ RAD90 A | Numeric | 0 Minutes | 150 Years |  | All | 95 | 100 |  |  | 4.7 | 99.4 |  |  |  | %
WB O2HB | SJ RAD90 A | Numeric | 0 Minutes | 150 Years |  | All | 95 | 98.9 |  |  | 2.1 | 98.9 |  |  |  | %
WB PCO2 | SJ RAD90 A | Numeric | 0 Minutes | 2 Months |  | All | 35 | 45 |  | 55 | 9 | 107 |  |  |  | mmHg
WB PCO2 | SJ RAD90 A | Numeric | 2 Months | 18 Years |  | All | 35 | 45 |  | 55 | 9 | 107 |  |  |  | mmHg
WB PCO2 | SJ RAD90 A | Numeric | 18 Years | 150 Years |  | All | 35 | 45 | 25.1 | 70 | 9 | 107 |  |  |  | mmHg
WB PCO2 tc | SJ RAD90 A | Numeric | 0 Minutes | 150 Years |  | All |  |  |  |  | 9 | 107
WB pH | SJ RAD90 A | Numeric | 0 Minutes | 60 Days |  | All | 7.35 | 7.49 | 7.25 | 7.5 | 6.774 | 7.839
WB pH | SJ RAD90 A | Numeric | 60 Days | 18 Years |  | All | 7.35 | 7.45 | 7.25 | 7.5 | 6.774 | 7.839
WB pH | SJ RAD90 A | Numeric | 18 Years | 150 Years |  | All | 7.35 | 7.45 | 7.3 | 7.6 | 6.774 | 7.839
WB pH tc | SJ RAD90 A | Numeric | 0 Minutes | 150 Years |  | All |  |  |  |  | 6.774 | 7.839
WB PO2 | SJ RAD90 A | Numeric | 0 Minutes | 150 Years |  | All | 80 | 100 | 55 |  | 14 | 541 |  |  |  | mmHg
WB PO2 tc | SJ RAD90 A | Numeric | 0 Minutes | 150 Years |  | All |  |  |  |  | 14 | 541 |  |  |  | mmHg
WB Temp | SJ RAD90 A |  | 0 Minutes | 150 Years |  | All | [9 empty] | degC
WB THB | SJ RAD90 A | Numeric | 0 Minutes | 60 Days |  | Male | 12.8 | 20.4 | 12.7 | 20.4 | 4.9 | 22.9 |  |  |  | g/dL
WB THB | SJ RAD90 A | Numeric | 60 Days | 120 Days |  | Male | 9 | 14 | 6.1 | 19.9 | 4.9 | 22.9 |  |  |  | g/dL
WB THB | SJ RAD90 A | Numeric | 120 Days | 6 Months |  | Male | 9.5 | 13.5 | 6.1 | 19.9 | 4.9 | 22.9 |  |  |  | g/dL
WB THB | SJ RAD90 A | Numeric | 6 Months | 2 Years |  | Male | 10.5 | 13.5 | 6.1 | 19.9 | 4.9 | 22.9 |  |  |  | g/dL
WB THB | SJ RAD90 A | Numeric | 2 Years | 6 Years |  | Male | 11.5 | 14 | 6.1 | 19.9 | 4.9 | 22.9 |  |  |  | g/dL
WB THB | SJ RAD90 A | Numeric | 6 Years | 12 Years |  | Male | 11.5 | 15 | 6.1 | 19.9 | 4.9 | 22.9 |  |  |  | g/dL
WB THB | SJ RAD90 A | Numeric | 12 Years | 18 Years |  | Male | 13 | 16 | 6.1 | 19.9 | 4.9 | 22.9 |  |  |  | g/dL
WB THB | SJ RAD90 A | Numeric | 18 Years | 60 Years |  | Male | 13.5 | 18 | 6.1 | 19.9 | 4.9 | 22.9 |  |  |  | g/dL
WB THB | SJ RAD90 A | Numeric | 60 Years | 150 Years |  | Male | 13 | 18 | 6.1 | 19.9 | 4.9 | 22.9 |  |  |  | g/dL
WB THB | SJ RAD90 A | Numeric | 0 Minutes | 60 Days |  | Female | 12.8 | 20.4 | 12.7 | 20.4 | 4.9 | 22.9 |  |  |  | g/dL
WB THB | SJ RAD90 A | Numeric | 60 Days | 120 Days |  | Female | 9 | 14 | 6.1 | 19.9 | 4.9 | 22.9 |  |  |  | g/dL
WB THB | SJ RAD90 A | Numeric | 120 Days | 6 Months |  | Female | 9.5 | 13.5 | 6.1 | 19.9 | 4.9 | 22.9 |  |  |  | g/dL
WB THB | SJ RAD90 A | Numeric | 6 Months | 2 Years |  | Female | 10.5 | 13.5 | 6.1 | 19.9 | 4.9 | 22.9 |  |  |  | g/dL
WB THB | SJ RAD90 A | Numeric | 2 Years | 6 Years |  | Female | 11.5 | 14 | 6.1 | 19.9 | 4.9 | 22.9 |  |  |  | g/dL
WB THB | SJ RAD90 A | Numeric | 6 Years | 12 Years |  | Female | 11.5 | 15 | 6.1 | 19.9 | 4.9 | 22.9 |  |  |  | g/dL
WB THB | SJ RAD90 A | Numeric | 12 Years | 18 Years |  | Female | 12 | 16 | 6.1 | 19.9 | 4.9 | 22.9 |  |  |  | g/dL
WB THB | SJ RAD90 A | Numeric | 18 Years | 60 Years |  | Female | 12 | 16 | 6.1 | 19.9 | 4.9 | 22.9 |  |  |  | g/dL
WB THB | SJ RAD90 A | Numeric | 60 Years | 150 Years |  | Female | 11.5 | 16 | 6.1 | 19.9 | 4.9 | 22.9 |  |  |  | g/dL
WB Vol O2 | SJ RAD90 A | Numeric | 0 Minutes | 150 Years |  | All | 15 | 23 | [7 empty] | %
WBC | SJ XN 3000 L | Numeric | 0 Minutes | 2 Months |  | Male | 7.1 | 15 |  | 50 | 0 | 510 |  |  |  | 10^3/uL
WBC | SJ XN 3000 L | Numeric | 2 Months | 18 Years |  | Male | 4.9 | 13 | 4.9 | 30 | 0 | 510 |  |  |  | 10^3/uL
WBC | SJ XN 3000 L | Numeric | 18 Years | 150 Years |  | Male | 4 | 10 | 1.5 | 40 | 0 | 510 |  |  |  | 10^3/uL
WBC | SJ XN 3000 L | Numeric | 0 Minutes | 2 Months |  | Female | 7.1 | 15 |  | 50 | 0 | 510 |  |  |  | 10^3/uL
WBC | SJ XN 3000 L | Numeric | 2 Months | 18 Years |  | Female | 4.9 | 13 | 4.9 | 30 | 0 | 510 |  |  |  | 10^3/uL
WBC | SJ XN 3000 L | Numeric | 18 Years | 150 Years |  | Female | 4 | 10 | 1.5 | 40 | 0 | 510 |  |  |  | 10^3/uL
Weight for BSA kg | SJ Vitros 5600 A | Numeric | 0 Minutes | 150 Years |  | All | [9 empty] | kg
Yeast Wet Prep | SJ Rapid Bench | Alpha | 0 Minutes | 150 Years |  | All
Yeast Wet Prep | SJ Rapid Bench | Alpha Response | [10 empty] | Present |  | Abnormal
Yeast Wet Prep | SJ Rapid Bench | Alpha Response | [10 empty] | Absent | X | Normal
Young Cells | SJ Cellavision | Numeric | 0 Minutes | 150 Years |  | All |  | 0 | [7 empty] | %
Young Cells | SJ Heme Manual | Numeric | 0 Minutes | 150 Years |  | All | [9 empty] | %